{"text_format":"1","workbook":"xlsx","n_sheets":9,"sheets":["Rammebetingelser","Teknologiliste","PrisFaktorer","SETUP","Sheet1","FAQ_TL","LHT-noter","OUTPUT-OLD","OUTPUT"],"not_rendered":{"charts":0,"images":6,"macros":1,"external_links":2,"defined_names":36,"comments":1,"pivot_tables":0},"unopened":[],"bounds":{"document_bytes":16777216,"sheet_cells":100000,"rows_first":2000,"rows_last":500,"rows_between":2000,"halvings":0,"cell_chars":16384,"cell_head_chars":4096},"cells_cut":0,"cells_raw":0,"read":"whole","date_system":"1900"}

{"sheet":"Rammebetingelser","index":0,"n_rows":19,"n_cols":16,"rows_kept":19,"cut":false,"hidden":false,"merged":[[14,1,14,15]]}
[null,"RB_1","RB_2","RB_3","RB_4","RB_5","RB_6","RB_7","RB_8","RB_9","RB_10","RB_11","RB_12","RB_13","RB_14","RB_15"]
[null,"Lokalitet","Geografi","Recipient","Kapacitet (samlet anlæg, PE)","Flow (l/s)","Løftehøjde (modtryk, m/Vs)"]
[1,"Land","105","Sårbar recipient","< 15.000","< 30","< 3"]
[2,"By","100","Normal recipient","15.000 - 50.000","30 - 150","3 - 10"]
[3,"City","95","Robust recipient","50.000 - 200.000","150 - 600","10 - 20"]
[4,"Indre city","90",null,"> 200.000","600 - 1000","20 - 30"]
[5,null,"85",null,null,"> 1000","> 30 "]
[6]
[7]
[8]
[9]
[10]
[null,{"$f":"COUNTA(B3:B12)","v":4},{"$f":"COUNTA(C3:C12)","v":5},3,4,5,5,0,0,0,0,0,0,0,0,0]
[null,{"$f":"COUNTA(B3:B12)","v":4},{"$f":"COUNTA(C3:C12)","v":5},{"$f":"COUNTA(D3:D12)","v":3},4,5,5]
[null,"Tabellen er ændret! Tryk på knappen og opdatér TL-arket"]
[null,"Antal kombinationer",null,{"$f":"B14*C14*D14*E14*F14*G14","v":6000}]
[]
[]
[null,null,false]

{"sheet":"Teknologiliste","index":1,"n_rows":193,"n_cols":75,"rows_kept":193,"cut":false,"hidden":false,"merged":[[0,45,3,74],[2,40,2,41],[2,42,2,43],[2,16,2,17],[2,18,2,19],[2,34,2,35],[2,36,2,37],[2,38,2,39],[1,34,1,35],[1,36,1,37],[1,38,1,39],[1,40,1,41],[1,42,1,43],[1,30,1,31],[1,32,1,33],[2,20,2,21],[1,1,2,7],[1,8,2,12],[1,14,1,15],[1,16,1,17],[1,18,1,19],[2,14,2,15],[1,13,2,13],[2,32,2,33],[1,20,1,21],[1,22,1,23],[1,24,1,25],[1,26,1,27],[1,28,1,29],[2,22,2,23],[2,24,2,25],[2,26,2,27],[2,28,2,29],[2,30,2,31]]}
[null,null,null,null,null,null,null,null,null,null,null,null,"XXX",null,0,0,1,1,0,0,1,1,0,0,1,1,0,0,1,1,0,0,1,1,0,0,1,1,0,0,1,1,0,0,"XXX","Ikke ret i orange celler - de skal egentlig holdes skjult"]
[null,"Teknologier",null,null,null,null,null,null,"Basis-priser",null,null,null,null,"Arbejds-\nkolonne","RB_1",null,"RB_2",null,"RB_3",null,"RB_4",null,"RB_5",null,"RB_6",null,"RB_7",null,"RB_8",null,"RB_9",null,"RB_10",null,"RB_11",null,"RB_12",null,"RB_13",null,"RB_14",null,"RB_15"]
[null,null,null,null,null,null,null,null,null,null,null,null,null,null,"Lokalitet",null,"Geografi",null,"Recipient",null,"Kapacitet (samlet anlæg, PE)",null,"Flow (l/s)",null,"Løftehøjde (modtryk, m/Vs)"]
["Farve","Hovedfunktion","Sort","Teknologigruppe","Teknologi","Levetid (år)","Kilde_lev","Tek-niveau","Anlæg (kr)","Kilde_anl","Drift (kr/år)","Vlh (kr/år)","Enhed","Bemærkning","min","max","min","max","min","max","min","max","min","max","min","max","min","max","min","max","min","max","min","max","min","max","min","max","min","max","min","max","min","max"]
[0,"Renseanlæg",null,"Forbehandling","Sandfang",40,"Erfaringstal","STD",1500,"Erfaringstal",3250,5000,"pr m²",null,null,null,null,null,null,null,null,null,null,null,null,null,null,null,null,null,null,null,null,null,null,null,null,null,null,null,null,null,null,null,null,0,0,0,0,0,0,0,0,0,0,0,0,0,0,0,0,0,0,0,0,0,0,0,0,0,0,0,0,0,0]
[0,"Renseanlæg",null,"Forbehandling","Fedtfang",40,"Erfaringstal","STD",1500,"Erfaringstal",3250,4000,"pr m²",null,null,null,null,null,null,null,null,null,null,null,null,null,null,null,null,null,null,null,null,null,null,null,null,null,null,null,null,null,null,null,null,0,0,0,0,0,0,0,0,0,0,0,0,0,0,0,0,0,0,0,0,0,0,0,0,0,0,0,0,0,0]
[0,"Renseanlæg",null,"Forbehandling","Mekanisk finrist",20,"Erfaringstal","STD",280000,"Erfaringstal",62700,7500,"Stk.",null,null,null,null,null,null,null,null,null,null,null,null,null,null,null,null,null,null,null,null,null,null,null,null,null,null,null,null,null,null,null,null,0,0,0,0,0,0,0,0,0,0,0,0,0,0,0,0,0,0,0,0,0,0,0,0,0,0,0,0,0,0]
[0,"Renseanlæg",null,"Forbehandling","Kamrist",20,"Erfaringstal","STD",300000,"Erfaringstal",73100,11250,"Stk.",null,null,null,null,null,null,null,null,null,null,null,null,null,null,null,null,null,null,null,null,null,null,null,null,null,null,null,null,null,null,null,null,0,0,0,0,0,0,0,0,0,0,0,0,0,0,0,0,0,0,0,0,0,0,0,0,0,0,0,0,0,0]
[0,"Renseanlæg",null,"Forbehandling","Båndrist",20,"Erfaringstal","STD",280000,"Erfaringstal",75200,9250,"Stk.",null,null,null,null,null,null,null,null,null,null,null,null,null,null,null,null,null,null,null,null,null,null,null,null,null,null,null,null,null,null,null,null,0,0,0,0,0,0,0,0,0,0,0,0,0,0,0,0,0,0,0,0,0,0,0,0,0,0,0,0,0,0]
[0,"Renseanlæg",null,"Forbehandling","Buerist",20,"Erfaringstal","STD",300000,"Erfaringstal",73200,8000,"Stk.",null,null,null,null,null,null,null,null,null,null,null,null,null,null,null,null,null,null,null,null,null,null,null,null,null,null,null,null,null,null,null,null,0,0,0,0,0,0,0,0,0,0,0,0,0,0,0,0,0,0,0,0,0,0,0,0,0,0,0,0,0,0]
[0,"Renseanlæg",null,"Forbehandling","Filterbælt rist",20,"Erfaringstal","STD",280000,"Erfaringstal",73200,9250,"Stk.",null,null,null,null,null,null,null,null,null,null,null,null,null,null,null,null,null,null,null,null,null,null,null,null,null,null,null,null,null,null,null,null,0,0,0,0,0,0,0,0,0,0,0,0,0,0,0,0,0,0,0,0,0,0,0,0,0,0,0,0,0,0]
[0,"Renseanlæg",null,"Forbehandling","Riverist",20,"Erfaringstal","STD",300000,"Erfaringstal",70400,9250,"Stk.",null,null,null,null,null,null,null,null,null,null,null,null,null,null,null,null,null,null,null,null,null,null,null,null,null,null,null,null,null,null,null,null,0,0,0,0,0,0,0,0,0,0,0,0,0,0,0,0,0,0,0,0,0,0,0,0,0,0,0,0,0,0]
[0,"Renseanlæg",null,"Forbehandling","Tromlerist",20,"Erfaringstal","STD",70000,"Erfaringstal",20900,9650,"Stk.",null,null,null,null,null,null,null,null,null,null,null,null,null,null,null,null,null,null,null,null,null,null,null,null,null,null,null,null,null,null,null,null,0,0,0,0,0,0,0,0,0,0,0,0,0,0,0,0,0,0,0,0,0,0,0,0,0,0,0,0,0,0]
[0,"Renseanlæg",null,"Forbehandling","Skumkant",40,"Erfaringstal","STD",750,"Erfaringstal",1400,0,"lbm",null,null,null,null,null,null,null,null,null,null,null,null,null,null,null,null,null,null,null,null,null,null,null,null,null,null,null,null,null,null,null,null,0,0,0,0,0,0,0,0,0,0,0,0,0,0,0,0,0,0,0,0,0,0,0,0,0,0,0,0,0,0]
[0,"Renseanlæg",null,"Forbehandling","Mekanisk rengjort opstuvningsrist",20,"Erfaringstal","STD",300000,"Erfaringstal",8300,5250,"Stk.",null,null,null,null,null,null,null,null,null,null,null,null,null,null,null,null,null,null,null,null,null,null,null,null,null,null,null,null,null,null,null,null,0,0,0,0,0,0,0,0,0,0,0,0,0,0,0,0,0,0,0,0,0,0,0,0,0,0,0,0,0,0]
[0,"Renseanlæg",null,"Forbehandling","Statiskrist uden mekanik",40,"Erfaringstal","STD",15000,"Erfaringstal",1440,0,"Stk.",null,null,null,null,null,null,null,null,null,null,null,null,null,null,null,null,null,null,null,null,null,null,null,null,null,null,null,null,null,null,null,null,0,0,0,0,0,0,0,0,0,0,0,0,0,0,0,0,0,0,0,0,0,0,0,0,0,0,0,0,0,0]
[0,"Renseanlæg",null,"Forbehandling","Tromlefilter",20,"Erfaringstal","STD",45000,"Erfaringstal",78810,12625,"stk.",null,null,null,null,null,null,null,null,null,null,null,null,null,null,null,null,null,null,null,null,null,null,null,null,null,null,null,null,null,null,null,null,0,0,0,0,0,0,0,0,0,0,0,0,0,0,0,0,0,0,0,0,0,0,0,0,0,0,0,0,0,0]
[0,"Renseanlæg",null,"Forbehandling","Ristegodstransportør",20,"Erfaringstal","STD",75000,"Erfaringstal",68060,2500,"stk.",null,null,null,null,null,null,null,null,null,null,null,null,null,null,null,null,null,null,null,null,null,null,null,null,null,null,null,null,null,null,null,null,0,0,0,0,0,0,0,0,0,0,0,0,0,0,0,0,0,0,0,0,0,0,0,0,0,0,0,0,0,0]
[0,"Renseanlæg",null,"Forbehandling","Ristegodspressevasker",20,"Erfaringstal","STD",100000,"Erfaringstal",70560,5000,"stk.",null,null,null,null,null,null,null,null,null,null,null,null,null,null,null,null,null,null,null,null,null,null,null,null,null,null,null,null,null,null,null,null,0,0,0,0,0,0,0,0,0,0,0,0,0,0,0,0,0,0,0,0,0,0,0,0,0,0,0,0,0,0]
[0,"Renseanlæg",null,"Forbehandling","Fedtvogne",25,"Erfaringstal","STD",20000,"Erfaringstal",3100,0,"stk.",null,null,null,null,null,null,null,null,null,null,null,null,null,null,null,null,null,null,null,null,null,null,null,null,null,null,null,null,null,null,null,null,0,0,0,0,0,0,0,0,0,0,0,0,0,0,0,0,0,0,0,0,0,0,0,0,0,0,0,0,0,0]
[0,"Renseanlæg",null,"Forbehandling","Sandpumper",15,"Erfaringstal","STD",60000,"Erfaringstal",36450,2400,"stk.",null,null,null,null,null,null,null,null,null,null,null,null,null,null,null,null,null,null,null,null,null,null,null,null,null,null,null,null,null,null,null,null,0,0,0,0,0,0,0,0,0,0,0,0,0,0,0,0,0,0,0,0,0,0,0,0,0,0,0,0,0,0]
[0,"Renseanlæg",null,"Forbehandling","Sandvasker",20,"Erfaringstal","STD",250000,"Erfaringstal",68530,3000,"stk.",null,null,null,null,null,null,null,null,null,null,null,null,null,null,null,null,null,null,null,null,null,null,null,null,null,null,null,null,null,null,null,null,0,0,0,0,0,0,0,0,0,0,0,0,0,0,0,0,0,0,0,0,0,0,0,0,0,0,0,0,0,0]
[0,"Renseanlæg",null,"Forbehandling","Sandcontainer",30,"Erfaringstal","STD",50000,"Erfaringstal",15000,0,"stk.",null,null,null,null,null,null,null,null,null,null,null,null,null,null,null,null,null,null,null,null,null,null,null,null,null,null,null,null,null,null,null,null,0,0,0,0,0,0,0,0,0,0,0,0,0,0,0,0,0,0,0,0,0,0,0,0,0,0,0,0,0,0]
[0,"Renseanlæg",null,"Forbehandling","Kapselblæser",15,"Erfaringstal","STD",50000,"Erfaringstal",51540,3700,"stk.",null,null,null,null,null,null,null,null,null,null,null,null,null,null,null,null,null,null,null,null,null,null,null,null,null,null,null,null,null,null,null,null,0,0,0,0,0,0,0,0,0,0,0,0,0,0,0,0,0,0,0,0,0,0,0,0,0,0,0,0,0,0]
[0,"Renseanlæg",null,"Forbehandling","Afspærringsspjæld",30,"Erfaringstal","STD",15000,"Erfaringstal",2300,1333.3333333333333,"stk.",null,null,null,null,null,null,null,null,null,null,null,null,null,null,null,null,null,null,null,null,null,null,null,null,null,null,null,null,null,null,null,null,0,0,0,0,0,0,0,0,0,0,0,0,0,0,0,0,0,0,0,0,0,0,0,0,0,0,0,0,0,0]
[0,"Renseanlæg",null,"Forbehandling","Regnvandsbassiner",40,"Erfaringstal","STD",1250,"Erfaringstal",5250,5000,"m³",null,null,null,null,null,null,null,null,null,null,null,null,null,null,null,null,null,null,null,null,null,null,null,null,null,null,null,null,null,null,null,null,0,0,0,0,0,0,0,0,0,0,0,0,0,0,0,0,0,0,0,0,0,0,0,0,0,0,0,0,0,0]
[1,"Renseanlæg",null,"Biologisk og kemisk rensning","Forklaringstank",40,"Erfaringstal","STD",1250,"Erfaringstal",3500,5000,"m³",null,null,null,null,null,null,null,null,null,null,null,null,null,null,null,null,null,null,null,null,null,null,null,null,null,null,null,null,null,null,null,null,0,0,0,0,0,0,1,1,1,1,0,0,0,0,0,0,0,0,0,0,0,0,0,0,0,0,0,0,0,0]
[1,"Renseanlæg",null,"Biologisk og kemisk rensning","Separat nitrificerende anlæg",40,"Erfaringstal","STD",1250,"Erfaringstal",106000,5000,"m³",null,null,null,null,null,null,null,null,null,null,null,null,null,null,null,null,null,null,null,null,null,null,null,null,null,null,null,null,null,null,null,null,0,0,0,0,0,0,1,1,1,1,0,0,0,0,0,0,0,0,0,0,0,0,0,0,0,0,0,0,0,0]
[1,"Renseanlæg",null,"Biologisk og kemisk rensning","Separat denitrificerende anlæg",40,"Erfaringstal","STD",1250,"Erfaringstal",47000,5000,"m³",null,null,null,null,null,null,null,null,null,null,null,null,null,null,null,null,null,null,null,null,null,null,null,null,null,null,null,null,null,null,null,null,0,0,0,0,0,0,1,1,1,1,0,0,0,0,0,0,0,0,0,0,0,0,0,0,0,0,0,0,0,0]
[1,"Renseanlæg",null,"Biologisk og kemisk rensning","Aktivt slam anlæg i beton, PE 1000, m. bundbeluftning",40,"Erfaringstal","STD",4200,"Erfaringstal",226,135,"PE",null,null,null,null,null,null,null,"< 15.000","< 15.000",null,null,null,null,null,null,null,null,null,null,null,null,null,null,null,null,null,null,null,null,null,null,null,0,0,0,0,0,0,1,1,1,1,0,0,0,0,0,0,0,0,0,0,0,0,0,0,0,0,0,0,0,0]
[1,"Renseanlæg",null,"Biologisk og kemisk rensning","Aktivt slam anlæg i beton, PE 1000, m. overfladebeluftning",40,"Erfaringstal","STD",4000,"Erfaringstal",246,125,"PE",null,null,null,null,null,null,null,"< 15.000","< 15.000",null,null,null,null,null,null,null,null,null,null,null,null,null,null,null,null,null,null,null,null,null,null,null,0,0,0,0,0,0,1,1,1,1,0,0,0,0,0,0,0,0,0,0,0,0,0,0,0,0,0,0,0,0]
[1,"Renseanlæg",null,"Biologisk og kemisk rensning","Aktivt slam anlæg i beton, PE 5000 m. bundbeluftning",40,"Erfaringstal","STD",4000,"Erfaringstal",209,110,"PE",null,null,null,null,null,null,null,"< 15.000","< 15.000",null,null,null,null,null,null,null,null,null,null,null,null,null,null,null,null,null,null,null,null,null,null,null,0,0,0,0,0,0,1,1,1,1,0,0,0,0,0,0,0,0,0,0,0,0,0,0,0,0,0,0,0,0]
[1,"Renseanlæg",null,"Biologisk og kemisk rensning","Aktivt slam anlæg i beton, PE 5000 m. overfladebeluftning",40,"Erfaringstal","STD",3800,"Erfaringstal",229,105,"PE",null,null,null,null,null,null,null,"< 15.000","< 15.000",null,null,null,null,null,null,null,null,null,null,null,null,null,null,null,null,null,null,null,null,null,null,null,0,0,0,0,0,0,1,1,1,1,0,0,0,0,0,0,0,0,0,0,0,0,0,0,0,0,0,0,0,0]
[1,"Renseanlæg",null,"Biologisk og kemisk rensning","Aktivt slam anlæg i beton, PE 10000 m. bundbeluftning",40,"Erfaringstal","STD",3800,"Erfaringstal",190.75,90.25,"PE",null,null,null,null,null,null,null,"< 15.000","< 15.000",null,null,null,null,null,null,null,null,null,null,null,null,null,null,null,null,null,null,null,null,null,null,null,0,0,0,0,0,0,1,1,1,1,0,0,0,0,0,0,0,0,0,0,0,0,0,0,0,0,0,0,0,0]
[1,"Renseanlæg",null,"Biologisk og kemisk rensning","Aktivt slam anlæg i beton, PE 10000 m. overfladebeluftning",40,"Erfaringstal","STD",3600,"Erfaringstal",210.75,85.25,"PE",null,null,null,null,null,null,null,"< 15.000","< 15.000",null,null,null,null,null,null,null,null,null,null,null,null,null,null,null,null,null,null,null,null,null,null,null,0,0,0,0,0,0,1,1,1,1,0,0,0,0,0,0,0,0,0,0,0,0,0,0,0,0,0,0,0,0]
[1,"Renseanlæg",null,"Biologisk og kemisk rensning","Aktivt slam anlæg i beton, PE 20000 m. bundbeluftning",40,"Erfaringstal","STD",1900,"Erfaringstal",150.375,80,"PE",null,null,null,null,null,null,null,"15.000 - 50.000","15.000 - 50.000",null,null,null,null,null,null,null,null,null,null,null,null,null,null,null,null,null,null,null,null,null,null,null,0,0,0,0,0,0,1,1,1,1,0,0,0,0,0,0,0,0,0,0,0,0,0,0,0,0,0,0,0,0]
[1,"Renseanlæg",null,"Biologisk og kemisk rensning","Aktivt slam anlæg i beton, PE 20000 m. overfladebeluftning",40,"Erfaringstal","STD",1700,"Erfaringstal",170.375,75,"PE",null,null,null,null,null,null,null,"15.000 - 50.000","15.000 - 50.000",null,null,null,null,null,null,null,null,null,null,null,null,null,null,null,null,null,null,null,null,null,null,null,0,0,0,0,0,0,1,1,1,1,0,0,0,0,0,0,0,0,0,0,0,0,0,0,0,0,0,0,0,0]
[1,"Renseanlæg",null,"Biologisk og kemisk rensning","Aktivt slam anlæg i beton, PE 50000 m. bundbeluftning",40,"Erfaringstal","STD",1400,"Erfaringstal",120.8,54,"PE",null,null,null,null,null,null,null,"15.000 - 50.000","15.000 - 50.000",null,null,null,null,null,null,null,null,null,null,null,null,null,null,null,null,null,null,null,null,null,null,null,0,0,0,0,0,0,1,1,1,1,0,0,0,0,0,0,0,0,0,0,0,0,0,0,0,0,0,0,0,0]
[1,"Renseanlæg",null,"Biologisk og kemisk rensning","Aktivt slam anlæg i beton, PE 50000 m. overfladebeluftning",40,"Erfaringstal","STD",1200,"Erfaringstal",140.80000000000001,50,"PE",null,null,null,null,null,null,null,"15.000 - 50.000","15.000 - 50.000",null,null,null,null,null,null,null,null,null,null,null,null,null,null,null,null,null,null,null,null,null,null,null,0,0,0,0,0,0,1,1,1,1,0,0,0,0,0,0,0,0,0,0,0,0,0,0,0,0,0,0,0,0]
[1,"Renseanlæg",null,"Biologisk og kemisk rensning","Aktivt slam anlæg i beton, PE 100000 m. bundbeluftning",40,"Erfaringstal","STD",1000,"Erfaringstal",100.075,44.75,"PE",null,null,null,null,null,null,null,"50.000 - 200.000","50.000 - 200.000",null,null,null,null,null,null,null,null,null,null,null,null,null,null,null,null,null,null,null,null,null,null,null,0,0,0,0,0,0,1,1,1,1,0,0,0,0,0,0,0,0,0,0,0,0,0,0,0,0,0,0,0,0]
[1,"Renseanlæg",null,"Biologisk og kemisk rensning","Aktivt slam anlæg i beton, PE 100000 m. overfladebeluftning",40,"Erfaringstal","STD",900,"Erfaringstal",120.075,39.75,"PE",null,null,null,null,null,null,null,"50.000 - 200.000","50.000 - 200.000",null,null,null,null,null,null,null,null,null,null,null,null,null,null,null,null,null,null,null,null,null,null,null,0,0,0,0,0,0,1,1,1,1,0,0,0,0,0,0,0,0,0,0,0,0,0,0,0,0,0,0,0,0]
[1,"Renseanlæg",null,"Biologisk og kemisk rensning","Aktivt slam anlæg i beton, PE 1000000 m. bundbeluftning",40,"Erfaringstal","STD",330,"Erfaringstal",64.745000000000005,14.75,"PE",null,null,null,null,null,null,null,"> 200.000","> 200.000",null,null,null,null,null,null,null,null,null,null,null,null,null,null,null,null,null,null,null,null,null,null,null,0,0,0,0,0,0,1,1,1,1,0,0,0,0,0,0,0,0,0,0,0,0,0,0,0,0,0,0,0,0]
[1,"Renseanlæg",null,"Biologisk og kemisk rensning","Aktivt slam anlæg i beton, PE 1000000 m. overfladebeluftning",40,"Erfaringstal","STD",310,"Erfaringstal",84.745000000000005,12.8,"PE",null,null,null,null,null,null,null,"> 200.000","> 200.000",null,null,null,null,null,null,null,null,null,null,null,null,null,null,null,null,null,null,null,null,null,null,null,0,0,0,0,0,0,1,1,1,1,0,0,0,0,0,0,0,0,0,0,0,0,0,0,0,0,0,0,0,0]
[1,"Renseanlæg",null,"Biologisk og kemisk rensning","Aktivt slam anlæg i beton som ANAMMOX (et-trins N-fjernelse)",40,"Erfaringstal","BAT",3800,"Erfaringstal",172.55,85,"PE",null,null,null,null,null,null,null,null,null,null,null,null,null,null,null,null,null,null,null,null,null,null,null,null,null,null,null,null,null,null,null,null,0,0,0,0,0,0,1,1,1,1,0,0,0,0,0,0,0,0,0,0,0,0,0,0,0,0,0,0,0,0]
[1,"Renseanlæg",null,"Biologisk og kemisk rensning","Moving Bed Biofilm Reactor (MBBR) i beton med bæremedier",40,"Erfaringstal","BAT",12000,"Erfaringstal",303.75,64.405324173465019,"PE",null,null,null,null,null,null,null,null,null,null,null,null,null,null,null,null,null,null,null,null,null,null,null,null,null,null,null,null,null,null,null,null,0,0,0,0,0,0,1,1,1,1,0,0,0,0,0,0,0,0,0,0,0,0,0,0,0,0,0,0,0,0]
[1,"Renseanlæg",null,"Biologisk og kemisk rensning","MBR",20,"Erfaringstal","BAT",12000,"Erfaringstal",410.5,250.10734220695576,"PE",null,null,null,null,null,null,null,null,null,null,null,null,null,null,null,null,null,null,null,null,null,null,null,null,null,null,null,null,null,null,null,null,0,0,0,0,0,0,1,1,1,1,0,0,0,0,0,0,0,0,0,0,0,0,0,0,0,0,0,0,0,0]
[1,"Renseanlæg",null,"Biologisk og kemisk rensning","MABR",20,"Erfaringstal","STOA",13000,"Erfaringstal",428.75,250.10734220695579,"PE",null,null,null,null,null,null,null,null,null,null,null,null,null,null,null,null,null,null,null,null,null,null,null,null,null,null,null,null,null,null,null,null,0,0,0,0,0,0,1,1,1,1,0,0,0,0,0,0,0,0,0,0,0,0,0,0,0,0,0,0,0,0]
[1,"Renseanlæg",null,"Biologisk og kemisk rensning","IFAS",20,"Erfaringstal","STOA",13000,"Erfaringstal",428.75,250.10734220695576,"PE",null,null,null,null,null,null,null,null,null,null,null,null,null,null,null,null,null,null,null,null,null,null,null,null,null,null,null,null,null,null,null,null,0,0,0,0,0,0,1,1,1,1,0,0,0,0,0,0,0,0,0,0,0,0,0,0,0,0,0,0,0,0]
[1,"Renseanlæg",null,"Biologisk og kemisk rensning","BIO-P process",40,"Erfaringstal","STD",1250,"Erfaringstal",45280,10960,"m³",null,null,null,null,null,null,null,null,null,null,null,null,null,null,null,null,null,null,null,null,null,null,null,null,null,null,null,null,null,null,null,null,0,0,0,0,0,0,1,1,1,1,0,0,0,0,0,0,0,0,0,0,0,0,0,0,0,0,0,0,0,0]
[1,"Renseanlæg",null,"Biologisk og kemisk rensning","Sequencing batch reactor (SBR)",40,"Erfaringstal","STD",2800,"Erfaringstal",401,155,"PE",null,null,null,null,null,null,null,null,null,null,null,null,null,null,null,null,null,null,null,null,null,null,null,null,null,null,null,null,null,null,null,null,0,0,0,0,0,0,1,1,1,1,0,0,0,0,0,0,0,0,0,0,0,0,0,0,0,0,0,0,0,0]
[1,"Renseanlæg",null,"Biologisk og kemisk rensning","Doseringsanlæg til kulstof",10,"Erfaringstal","STD",75000,"Erfaringstal",59250,0,"Stk.",null,null,null,null,null,null,null,null,null,"< 30","30 - 150",null,null,null,null,null,null,null,null,null,null,null,null,null,null,null,null,null,null,null,null,null,0,0,0,0,0,0,1,1,1,1,0,0,0,0,0,0,0,0,0,0,0,0,0,0,0,0,0,0,0,0]
[1,"Renseanlæg",null,"Biologisk og kemisk rensning","Doseringsanlæg til koakulation",10,"Erfaringstal","STD",75000,"Erfaringstal",59250,0,"Stk.",null,null,null,null,null,null,null,null,null,"< 30","30 - 150",null,null,null,null,null,null,null,null,null,null,null,null,null,null,null,null,null,null,null,null,null,0,0,0,0,0,0,1,1,1,1,0,0,0,0,0,0,0,0,0,0,0,0,0,0,0,0,0,0,0,0]
[1,"Renseanlæg",null,"Biologisk og kemisk rensning","Doseringsanlæg til flokkulering",10,"Erfaringstal","STD",75000,"Erfaringstal",59250,0,"Stk.",null,null,null,null,null,null,null,null,null,"< 30","30 - 150",null,null,null,null,null,null,null,null,null,null,null,null,null,null,null,null,null,null,null,null,null,0,0,0,0,0,0,1,1,1,1,0,0,0,0,0,0,0,0,0,0,0,0,0,0,0,0,0,0,0,0]
[1,"Renseanlæg",null,"Biologisk og kemisk rensning","Doseringsanlæg til fosforfjernelse",10,"Erfaringstal","STD",75000,"Erfaringstal",59250,0,"Stk.",null,null,null,null,null,null,null,null,null,"< 30","30 - 150",null,null,null,null,null,null,null,null,null,null,null,null,null,null,null,null,null,null,null,null,null,0,0,0,0,0,0,1,1,1,1,0,0,0,0,0,0,0,0,0,0,0,0,0,0,0,0,0,0,0,0]
[1,"Renseanlæg",null,"Biologisk og kemisk rensning","Propel omrører",15,"Erfaringstal","STD",50000,"Erfaringstal",25124,0,"Stk.",null,null,null,null,null,null,null,null,null,null,null,null,null,null,null,null,null,null,null,null,null,null,null,null,null,null,null,null,null,null,null,null,0,0,0,0,0,0,1,1,1,1,0,0,0,0,0,0,0,0,0,0,0,0,0,0,0,0,0,0,0,0]
[1,"Renseanlæg",null,"Biologisk og kemisk rensning","Helix omrører",15,"Erfaringstal","STD",50000,"Erfaringstal",25123.999999999996,0,"Stk.",null,null,null,null,null,null,null,null,null,null,null,null,null,null,null,null,null,null,null,null,null,null,null,null,null,null,null,null,null,null,null,null,0,0,0,0,0,0,1,1,1,1,0,0,0,0,0,0,0,0,0,0,0,0,0,0,0,0,0,0,0,0]
[1,"Renseanlæg",null,"Biologisk og kemisk rensning","Marine omrører",15,"Erfaringstal","STD",50000,"Erfaringstal",25123.999999999996,0,"Stk.",null,null,null,null,null,null,null,null,null,null,null,null,null,null,null,null,null,null,null,null,null,null,null,null,null,null,null,null,null,null,null,null,0,0,0,0,0,0,1,1,1,1,0,0,0,0,0,0,0,0,0,0,0,0,0,0,0,0,0,0,0,0]
[1,"Renseanlæg",null,"Biologisk og kemisk rensning","Flad omrører",15,"Erfaringstal","STD",50000,"Erfaringstal",25123.999999999996,0,"Stk.",null,null,null,null,null,null,null,null,null,null,null,null,null,null,null,null,null,null,null,null,null,null,null,null,null,null,null,null,null,null,null,null,0,0,0,0,0,0,1,1,1,1,0,0,0,0,0,0,0,0,0,0,0,0,0,0,0,0,0,0,0,0]
[1,"Renseanlæg",null,"Biologisk og kemisk rensning","Anker omrører",15,"Erfaringstal","STD",50000,"Erfaringstal",25123.999999999996,0,"Stk.",null,null,null,null,null,null,null,null,null,null,null,null,null,null,null,null,null,null,null,null,null,null,null,null,null,null,null,null,null,null,null,null,0,0,0,0,0,0,1,1,1,1,0,0,0,0,0,0,0,0,0,0,0,0,0,0,0,0,0,0,0,0]
[1,"Renseanlæg",null,"Biologisk og kemisk rensning","Rusthon omrører",15,"Erfaringstal","STD",50000,"Erfaringstal",25123.999999999996,0,"Stk.",null,null,null,null,null,null,null,null,null,null,null,null,null,null,null,null,null,null,null,null,null,null,null,null,null,null,null,null,null,null,null,null,0,0,0,0,0,0,1,1,1,1,0,0,0,0,0,0,0,0,0,0,0,0,0,0,0,0,0,0,0,0]
[1,"Renseanlæg",null,"Biologisk og kemisk rensning","Skævvræret omrører",15,"Erfaringstal","STD",50000,"Erfaringstal",25123.999999999996,0,"Stk.",null,null,null,null,null,null,null,null,null,null,null,null,null,null,null,null,null,null,null,null,null,null,null,null,null,null,null,null,null,null,null,null,0,0,0,0,0,0,1,1,1,1,0,0,0,0,0,0,0,0,0,0,0,0,0,0,0,0,0,0,0,0]
[0,"Renseanlæg",null,"Efterklaring","Tradionel efterklaringstank (radial flow cirkulær tank)",40,"Erfaringstal","STD",1500,"Erfaringstal",20750,5000,"m³",null,null,null,null,null,null,null,null,null,null,null,null,null,null,null,null,null,null,null,null,null,null,null,null,null,null,null,null,null,null,null,null,0,0,0,0,0,0,0,0,0,0,0,0,0,0,0,0,0,0,0,0,0,0,0,0,0,0,0,0,0,0]
[0,"Renseanlæg",null,"Efterklaring","DAF",15,"Erfaringstal","STOA",3000,"Erfaringstal",83820,42933.333333333336,"m³",null,null,null,null,null,null,null,null,null,null,null,null,null,null,null,null,null,null,null,null,null,null,null,null,null,null,null,null,null,null,null,null,0,0,0,0,0,0,0,0,0,0,0,0,0,0,0,0,0,0,0,0,0,0,0,0,0,0,0,0,0,0]
[0,"Renseanlæg",null,"Efterklaring","Dortmundstank",40,"Erfaringstal","STD",1500,"Erfaringstal",22500,5000,"m³",null,null,null,null,null,null,null,null,null,null,null,null,null,null,null,null,null,null,null,null,null,null,null,null,null,null,null,null,null,null,null,null,0,0,0,0,0,0,0,0,0,0,0,0,0,0,0,0,0,0,0,0,0,0,0,0,0,0,0,0,0,0]
[0,"Renseanlæg",null,"Efterklaring","Lamelseparator",40,"Erfaringstal","STOA",1600,"Erfaringstal",63000,7000,"m³",null,null,null,null,null,null,null,null,null,null,null,null,null,null,null,null,null,null,null,null,null,null,null,null,null,null,null,null,null,null,null,null,0,0,0,0,0,0,0,0,0,0,0,0,0,0,0,0,0,0,0,0,0,0,0,0,0,0,0,0,0,0]
[0,"Renseanlæg",null,"Efterklaring","Horizontal-flow sedimentationstank",40,"Erfaringstal","STD",1800,"Erfaringstal",22500,5000,"m³",null,null,null,null,null,null,null,null,null,null,null,null,null,null,null,null,null,null,null,null,null,null,null,null,null,null,null,null,null,null,null,null,0,0,0,0,0,0,0,0,0,0,0,0,0,0,0,0,0,0,0,0,0,0,0,0,0,0,0,0,0,0]
[1,"Renseanlæg",null,"Efterpolering","Sandfiltrering m. kemikaliedosering",40,"Erfaringstal","STD",1000000,"Erfaringstal",23650,2000,"Stk.",null,null,null,null,null,null,null,null,null,null,null,null,null,null,null,null,null,null,null,null,null,null,null,null,null,null,null,null,null,null,null,null,0,0,0,0,0,0,0,0,0,0,0,0,0,0,0,0,0,0,0,0,0,0,0,0,0,0,0,0,0,0]
[1,"Renseanlæg",null,"Efterpolering","Sandfiltrering u. kemikaliedosering",40,"Erfaringstal","STD",1000000,"Erfaringstal",11900,1500,"Stk.",null,null,null,null,null,null,null,null,null,null,null,null,null,null,null,null,null,null,null,null,null,null,null,null,null,null,null,null,null,null,null,null,0,0,0,0,0,0,0,0,0,0,0,0,0,0,0,0,0,0,0,0,0,0,0,0,0,0,0,0,0,0]
[1,"Renseanlæg",null,"Efterpolering","Iltningstrappe",40,"Erfaringstal","STD",250000,"Erfaringstal",2100,2500,"Stk.",null,null,null,null,null,null,null,null,null,null,null,null,null,null,null,null,null,null,null,null,null,null,null,null,null,null,null,null,null,null,null,null,0,0,0,0,0,0,0,0,0,0,0,0,0,0,0,0,0,0,0,0,0,0,0,0,0,0,0,0,0,0]
[1,"Renseanlæg",null,"Efterpolering","Båndfilter",15,"Erfaringstal","STD",1000000,"Erfaringstal",64160,11000,"Stk.",null,null,null,null,null,null,null,null,null,null,null,null,null,null,null,null,null,null,null,null,null,null,null,null,null,null,null,null,null,null,null,null,0,0,0,0,0,0,0,0,0,0,0,0,0,0,0,0,0,0,0,0,0,0,0,0,0,0,0,0,0,0]
[1,"Renseanlæg",null,"Efterpolering","Skivefilter",15,"Erfaringstal","STD",1000000,"Erfaringstal",83560,11000,"Stk.",null,null,null,null,null,null,null,null,null,null,null,null,null,null,null,null,null,null,null,null,null,null,null,null,null,null,null,null,null,null,null,null,0,0,0,0,0,0,0,0,0,0,0,0,0,0,0,0,0,0,0,0,0,0,0,0,0,0,0,0,0,0]
[1,"Renseanlæg",null,"Efterpolering","Afspærringsspjæld",30,"Erfaringstal","STD",15000,"Erfaringstal",2300,1333.3333333333333,"Stk.",null,null,null,null,null,null,null,null,null,null,null,null,null,null,null,null,null,null,null,null,null,null,null,null,null,null,null,null,null,null,null,null,0,0,0,0,0,0,0,0,0,0,0,0,0,0,0,0,0,0,0,0,0,0,0,0,0,0,0,0,0,0]
[0,"Renseanlæg",null,"Slamhåndtering","Hydrolysetank (rådnetank)",40,"Erfaringstal","STD",4500000,"Erfaringstal",131000,50000,"Stk.",null,null,null,null,null,null,null,"50.000 - 200.000","> 200.000",null,null,null,null,null,null,null,null,null,null,null,null,null,null,null,null,null,null,null,null,null,null,null,0,0,0,0,0,0,1,1,0,0,0,0,0,0,0,0,0,0,0,0,0,0,0,0,0,0,0,0,0,0]
[0,"Renseanlæg",null,"Slamhåndtering","Tykner/bundfældningsbassin",40,"Erfaringstal","STD",1250,"Erfaringstal",22500,5000,"m²",null,null,null,null,null,null,null,null,null,null,null,null,null,null,null,null,null,null,null,null,null,null,null,null,null,null,null,null,null,null,null,null,0,0,0,0,0,0,1,1,0,0,0,0,0,0,0,0,0,0,0,0,0,0,0,0,0,0,0,0,0,0]
[0,"Renseanlæg",null,"Slamhåndtering","Skruepresse",15,"Erfaringstal","STD",800000,"Erfaringstal",41780,9000,"stk.",null,null,null,null,null,null,null,null,null,null,null,null,null,null,null,null,null,null,null,null,null,null,null,null,null,null,null,null,null,null,null,null,0,0,0,0,0,0,1,1,0,0,0,0,0,0,0,0,0,0,0,0,0,0,0,0,0,0,0,0,0,0]
[0,"Renseanlæg",null,"Slamhåndtering","Kammerfilterpresse",15,"Erfaringstal","STD",800000,"Erfaringstal",48780,9000,"stk.",null,null,null,null,null,null,null,null,null,null,null,null,null,null,null,null,null,null,null,null,null,null,null,null,null,null,null,null,null,null,null,null,0,0,0,0,0,0,1,1,0,0,0,0,0,0,0,0,0,0,0,0,0,0,0,0,0,0,0,0,0,0]
[0,"Renseanlæg",null,"Slamhåndtering","Centrifuge",15,"Erfaringstal","STD",1000000,"Erfaringstal",93500,6666.666666666667,"Stk.",null,null,null,null,null,null,null,null,null,null,null,null,null,null,null,null,null,null,null,null,null,null,null,null,null,null,null,null,null,null,null,null,0,0,0,0,0,0,1,1,0,0,0,0,0,0,0,0,0,0,0,0,0,0,0,0,0,0,0,0,0,0]
[0,"Renseanlæg",null,"Slamhåndtering","Dekantercentrifuge",15,"Erfaringstal","STD",1000000,"Erfaringstal",93500,6666.666666666667,"Stk.",null,null,null,null,null,null,null,null,null,null,null,null,null,null,null,null,null,null,null,null,null,null,null,null,null,null,null,null,null,null,null,null,0,0,0,0,0,0,1,1,0,0,0,0,0,0,0,0,0,0,0,0,0,0,0,0,0,0,0,0,0,0]
[0,"Renseanlæg",null,"Slamhåndtering","Slammineraliseringsanlæg",25,"Erfaringstal","STD",2500000,"Erfaringstal",10200,160000,"Stk.",null,null,null,null,null,null,null,null,null,null,null,null,null,null,null,null,null,null,null,null,null,null,null,null,null,null,null,null,null,null,null,null,0,0,0,0,0,0,1,1,0,0,0,0,0,0,0,0,0,0,0,0,0,0,0,0,0,0,0,0,0,0]
[0,"Renseanlæg",null,"Slamhåndtering","Sibåndspresse",15,"Erfaringstal","STD",800000,"Erfaringstal",41780,9000,"stk.",null,null,null,null,null,null,null,null,null,null,null,null,null,null,null,null,null,null,null,null,null,null,null,null,null,null,null,null,null,null,null,null,0,0,0,0,0,0,1,1,0,0,0,0,0,0,0,0,0,0,0,0,0,0,0,0,0,0,0,0,0,0]
[0,"Renseanlæg",null,"Slamhåndtering","Struvit anlæg",15,"Erfaringstal","STOA",5000000,"Erfaringstal",122500,8000,"stk.",null,null,null,null,null,null,null,"50.000 - 200.000","> 200.000",null,null,null,null,null,null,null,null,null,null,null,null,null,null,null,null,null,null,null,null,null,null,null,0,0,0,0,0,0,1,1,0,0,0,0,0,0,0,0,0,0,0,0,0,0,0,0,0,0,0,0,0,0]
[0,"Renseanlæg",null,"Slamhåndtering","Gasgenerator",10,"Erfaringstal","STD",3200000,"Erfaringstal",119500,50000,"Stk.",null,null,null,null,null,null,null,"50.000 - 200.000","> 200.000",null,null,null,null,null,null,null,null,null,null,null,null,null,null,null,null,null,null,null,null,null,null,null,0,0,0,0,0,0,1,1,0,0,0,0,0,0,0,0,0,0,0,0,0,0,0,0,0,0,0,0,0,0]
[0,"Renseanlæg",null,"Slamhåndtering","Opgradering af biogas",10,"Erfaringstal","STD",1000000,"Erfaringstal",105500,8000,"Stk.",null,null,null,null,null,null,null,"50.000 - 200.000","> 200.000",null,null,null,null,null,null,null,null,null,null,null,null,null,null,null,null,null,null,null,null,null,null,null,0,0,0,0,0,0,1,1,0,0,0,0,0,0,0,0,0,0,0,0,0,0,0,0,0,0,0,0,0,0]
[0,"Renseanlæg",null,"Slamhåndtering","Varmepumpe",15,"Erfaringstal","BAT",5000000,"Erfaringstal",52750,8000,"Stk.",null,null,null,null,null,null,null,"50.000 - 200.000","> 200.000",null,null,null,null,null,null,null,null,null,null,null,null,null,null,null,null,null,null,null,null,null,null,null,0,0,0,0,0,0,1,1,0,0,0,0,0,0,0,0,0,0,0,0,0,0,0,0,0,0,0,0,0,0]
[0,"Renseanlæg",null,"Slamhåndtering","Gasbeholder",30,"Erfaringstal","STD",550000,"Erfaringstal",17600,0,"Stk.",null,null,null,null,null,null,null,"50.000 - 200.000","> 200.000",null,null,null,null,null,null,null,null,null,null,null,null,null,null,null,null,null,null,null,null,null,null,null,0,0,0,0,0,0,1,1,0,0,0,0,0,0,0,0,0,0,0,0,0,0,0,0,0,0,0,0,0,0]
[0,"Renseanlæg",null,"Slamhåndtering","Gasafbrænder",20,"Erfaringstal","STD",350000,"Erfaringstal",8506,0,"Stk.",null,null,null,null,null,null,null,"50.000 - 200.000","> 200.000",null,null,null,null,null,null,null,null,null,null,null,null,null,null,null,null,null,null,null,null,null,null,null,0,0,0,0,0,0,1,1,0,0,0,0,0,0,0,0,0,0,0,0,0,0,0,0,0,0,0,0,0,0]
[0,"Renseanlæg",null,"Slamhåndtering","Gaskedel",20,"Erfaringstal","STD",600000,"Erfaringstal",40000,3000,"Stk.",null,null,null,null,null,null,null,"50.000 - 200.000","> 200.000",null,null,null,null,null,null,null,null,null,null,null,null,null,null,null,null,null,null,null,null,null,null,null,0,0,0,0,0,0,1,1,0,0,0,0,0,0,0,0,0,0,0,0,0,0,0,0,0,0,0,0,0,0]
[1,"Renseanlæg",null,"Intern transport","Stempelpumper",10,"Erfaringstal","STD",10000,"Erfaringstal",11860,5750,"Stk.",null,null,null,null,null,null,null,null,null,"< 30","< 30",null,null,null,null,null,null,null,null,null,null,null,null,null,null,null,null,null,null,null,null,null,0,0,0,0,0,0,0,0,1,1,1,1,0,0,0,0,0,0,0,0,0,0,0,0,0,0,0,0,0,0]
[1,"Renseanlæg",null,"Intern transport","Fortrægningspumper",15,"Erfaringstal","STD",15000,"Erfaringstal",28680,3500,"Stk.",null,null,null,null,null,null,null,null,null,"< 30","< 30",null,null,null,null,null,null,null,null,null,null,null,null,null,null,null,null,null,null,null,null,null,0,0,0,0,0,0,0,0,1,1,1,1,0,0,0,0,0,0,0,0,0,0,0,0,0,0,0,0,0,0]
[1,"Renseanlæg",null,"Intern transport","Mammutpumper",30,"Erfaringstal","STD",70000,"Erfaringstal",538750,2800,"Stk.",null,null,null,null,null,null,null,null,null,null,null,"< 3","3 - 10",null,null,null,null,null,null,null,null,null,null,null,null,null,null,null,null,null,null,null,0,0,0,0,0,0,0,0,1,1,1,1,0,0,0,0,0,0,0,0,0,0,0,0,0,0,0,0,0,0]
[1,"Renseanlæg",null,"Intern transport","Sneglepumper",30,"Erfaringstal","STD",250000,"Erfaringstal",27750,14400,"Stk.",null,null,null,null,null,null,null,null,null,"30 - 150","150 - 600","< 3","3 - 10",null,null,null,null,null,null,null,null,null,null,null,null,null,null,null,null,null,null,null,0,0,0,0,0,0,0,0,1,1,1,1,0,0,0,0,0,0,0,0,0,0,0,0,0,0,0,0,0,0]
[1,"Renseanlæg",null,"Intern transport","Dykmotorpumpe",4,"Erfaringstal","STD",11000,"Erfaringstal",37400,0,"Stk.",null,null,null,null,null,null,null,null,null,null,null,null,null,null,null,null,null,null,null,null,null,null,null,null,null,null,null,null,null,null,null,null,0,0,0,0,0,0,0,0,1,1,1,1,0,0,0,0,0,0,0,0,0,0,0,0,0,0,0,0,0,0]
[1,"Renseanlæg",null,"Intern transport","Magnetpumper",15,"Erfaringstal","STD",45000,"Erfaringstal",1900,1420,"Stk.",null,null,null,null,null,null,null,null,null,"< 30","150 - 600",null,null,null,null,null,null,null,null,null,null,null,null,null,null,null,null,null,null,null,null,null,0,0,0,0,0,0,0,0,1,1,1,1,0,0,0,0,0,0,0,0,0,0,0,0,0,0,0,0,0,0]
[1,"Renseanlæg",null,"Intern transport","Vakuumpumpe",10,"Erfaringstal","STD",8000,"Erfaringstal",10160,4000,"Stk.",null,null,null,null,null,null,null,null,null,"< 30","30 - 150","< 3","3 - 10",null,null,null,null,null,null,null,null,null,null,null,null,null,null,null,null,null,null,null,0,0,0,0,0,0,0,0,1,1,1,1,0,0,0,0,0,0,0,0,0,0,0,0,0,0,0,0,0,0]
[1,"Renseanlæg",null,"Intern transport","Propellerpumpe",20,"Polka","STD",250000,"Erfaringstal",23350,25750,"Stk.",null,null,null,null,null,null,null,null,null,"30 - 150","> 1000","< 3","3 - 10",null,null,null,null,null,null,null,null,null,null,null,null,null,null,null,null,null,null,null,0,0,0,0,0,0,0,0,1,1,1,1,0,0,0,0,0,0,0,0,0,0,0,0,0,0,0,0,0,0]
[1,"Renseanlæg",null,"Intern transport","Excentersnekkepumpe",15,"Erfaringstal","STD",17000,"Erfaringstal",99460,4360,"Stk.",null,null,null,null,null,null,null,null,null,"< 30","30 - 150",null,null,null,null,null,null,null,null,null,null,null,null,null,null,null,null,null,null,null,null,null,0,0,0,0,0,0,0,0,1,1,1,1,0,0,0,0,0,0,0,0,0,0,0,0,0,0,0,0,0,0]
[1,"Renseanlæg",null,"Intern transport","Væskeringspumpe",20,"Polka","BAT",15000,"Erfaringstal",14540,2500,"Stk.",null,null,null,null,null,null,null,null,null,"< 30","30 - 150","< 3","3 - 10",null,null,null,null,null,null,null,null,null,null,null,null,null,null,null,null,null,null,null,0,0,0,0,0,0,0,0,1,1,1,1,0,0,0,0,0,0,0,0,0,0,0,0,0,0,0,0,0,0]
[1,"Renseanlæg",null,"Intern transport","Membranpumpe",15,"Erfaringstal","STD",8000,"Erfaringstal",10160,2666.6666666666665,"Stk.",null,null,null,null,null,null,null,null,null,null,null,"< 3","3 - 10",null,null,null,null,null,null,null,null,null,null,null,null,null,null,null,null,null,null,null,0,0,0,0,0,0,0,0,1,1,1,1,0,0,0,0,0,0,0,0,0,0,0,0,0,0,0,0,0,0]
[1,"Renseanlæg",null,"Intern transport","Selvansugendepumpe",15,"Erfaringstal","STD",45000,"Erfaringstal",46400,8700.0000000000018,"Stk.",null,null,null,null,null,null,null,null,null,"< 30","150 - 600",null,null,null,null,null,null,null,null,null,null,null,null,null,null,null,null,null,null,null,null,null,0,0,0,0,0,0,0,0,1,1,1,1,0,0,0,0,0,0,0,0,0,0,0,0,0,0,0,0,0,0]
[1,"Renseanlæg",null,"Intern transport","Ejektorpumpe",20,"Polka","BAT",45000,"Erfaringstal",26600.000000000004,6525,"Stk.",null,null,null,null,null,null,null,null,null,"30 - 150","30 - 150","< 3","< 3",null,null,null,null,null,null,null,null,null,null,null,null,null,null,null,null,null,null,null,0,0,0,0,0,0,0,0,1,1,1,1,0,0,0,0,0,0,0,0,0,0,0,0,0,0,0,0,0,0]
[1,"Renseanlæg",null,"Intern transport","Slangepumpe",5,"Erfaringstal","STD",10000,"Erfaringstal",34880,0,"Stk.",null,null,null,null,null,null,null,null,null,"< 30","< 30",null,null,null,null,null,null,null,null,null,null,null,null,null,null,null,null,null,null,null,null,null,0,0,0,0,0,0,0,0,1,1,1,1,0,0,0,0,0,0,0,0,0,0,0,0,0,0,0,0,0,0]
[1,"Renseanlæg",null,"Intern transport","Turbo kompressor",15,"Erfaringstal","STD",20000,"Erfaringstal",99600,0,"Stk.",null,null,null,null,null,null,null,null,null,null,null,"< 3","3 - 10",null,null,null,null,null,null,null,null,null,null,null,null,null,null,null,null,null,null,null,0,0,0,0,0,0,0,0,1,1,1,1,0,0,0,0,0,0,0,0,0,0,0,0,0,0,0,0,0,0]
[1,"Renseanlæg",null,"Intern transport","Kapselblæser",15,"Erfaringstal","STD",12000,"Erfaringstal",50544,0,"Stk.",null,null,null,null,null,null,null,null,null,null,null,"< 3","3 - 10",null,null,null,null,null,null,null,null,null,null,null,null,null,null,null,null,null,null,null,0,0,0,0,0,0,0,0,1,1,1,1,0,0,0,0,0,0,0,0,0,0,0,0,0,0,0,0,0,0]
[1,"Renseanlæg",null,"Intern transport","Tandhjulspumpe",20,"Erfaringstal","STD",20000,"Erfaringstal",28680,3850,"Stk.",null,null,null,null,null,null,null,null,null,null,null,"< 3","3 - 10",null,null,null,null,null,null,null,null,null,null,null,null,null,null,null,null,null,null,null,0,0,0,0,0,0,0,0,1,1,1,1,0,0,0,0,0,0,0,0,0,0,0,0,0,0,0,0,0,0]
[1,"Renseanlæg",null,"Intern transport","Stål rør",10,"Erfaringstal","STD",310,"Erfaringstal",175,0,"lbm",null,null,null,null,null,null,null,null,null,null,null,null,null,null,null,null,null,null,null,null,null,null,null,null,null,null,null,null,null,null,null,null,0,0,0,0,0,0,0,0,1,1,1,1,0,0,0,0,0,0,0,0,0,0,0,0,0,0,0,0,0,0]
[1,"Renseanlæg",null,"Intern transport","Galvaniseret rør",20,"Erfaringstal","STD",390,"Erfaringstal",175,0,"lbm",null,null,null,null,null,null,null,null,null,null,null,null,null,null,null,null,null,null,null,null,null,null,null,null,null,null,null,null,null,null,null,null,0,0,0,0,0,0,0,0,1,1,1,1,0,0,0,0,0,0,0,0,0,0,0,0,0,0,0,0,0,0]
[1,"Renseanlæg",null,"Intern transport","Rustfri rør",40,"Erfaringstal","STOA",970,"Erfaringstal",175,0,"lbm",null,null,null,null,null,null,null,null,null,null,null,null,null,null,null,null,null,null,null,null,null,null,null,null,null,null,null,null,null,null,null,null,0,0,0,0,0,0,0,0,1,1,1,1,0,0,0,0,0,0,0,0,0,0,0,0,0,0,0,0,0,0]
[1,"Renseanlæg",null,"Intern transport","Syrefaste rør",50,"Erfaringstal","STOA",1200,"Erfaringstal",175,0,"lbm",null,null,null,null,null,null,null,null,null,null,null,null,null,null,null,null,null,null,null,null,null,null,null,null,null,null,null,null,null,null,null,null,0,0,0,0,0,0,0,0,1,1,1,1,0,0,0,0,0,0,0,0,0,0,0,0,0,0,0,0,0,0]
[1,"Renseanlæg",null,"Intern transport","PE rør",75,"Polka","STD",230,"Erfaringstal",175,0,"lbm",null,null,null,null,null,null,null,null,null,null,null,null,null,null,null,null,null,null,null,null,null,null,null,null,null,null,null,null,null,null,null,null,0,0,0,0,0,0,0,0,1,1,1,1,0,0,0,0,0,0,0,0,0,0,0,0,0,0,0,0,0,0]
[1,"Renseanlæg",null,"Intern transport","PP rør",75,"Erfaringstal","STD",230,"Erfaringstal",175,0,"lbm",null,null,null,null,null,null,null,null,null,null,null,null,null,null,null,null,null,null,null,null,null,null,null,null,null,null,null,null,null,null,null,null,0,0,0,0,0,0,0,0,1,1,1,1,0,0,0,0,0,0,0,0,0,0,0,0,0,0,0,0,0,0]
[1,"Renseanlæg",null,"Intern transport","PVC rør",75,"Erfaringstal","STD",230,"Erfaringstal",175,0,"lbm",null,null,null,null,null,null,null,null,null,null,null,null,null,null,null,null,null,null,null,null,null,null,null,null,null,null,null,null,null,null,null,null,0,0,0,0,0,0,0,0,1,1,1,1,0,0,0,0,0,0,0,0,0,0,0,0,0,0,0,0,0,0]
[1,"Renseanlæg",null,"Intern transport","Glasfiberrør",50,"Erfaringstal","STOA",800,"Erfaringstal",175,0,"lbm",null,null,null,null,null,null,null,null,null,null,null,null,null,null,null,null,null,null,null,null,null,null,null,null,null,null,null,null,null,null,null,null,0,0,0,0,0,0,0,0,1,1,1,1,0,0,0,0,0,0,0,0,0,0,0,0,0,0,0,0,0,0]
[1,"Renseanlæg",null,"Intern transport","Olie hydraulikrør",50,"Erfaringstal","BAT",295,"Erfaringstal",175,0,"lbm",null,null,null,null,null,null,null,null,null,"< 30","< 30",null,null,null,null,null,null,null,null,null,null,null,null,null,null,null,null,null,null,null,null,null,0,0,0,0,0,0,0,0,1,1,1,1,0,0,0,0,0,0,0,0,0,0,0,0,0,0,0,0,0,0]
[0,"Renseanlæg",null,"Avanceret spildevandsrensning","Super Critical Water Oxidation (SCWO)",15,"Erfaringstal","STOA",6,"Erfaringstal",12.017647058823529,4.7058823529411766,"m³/år",null,null,null,null,null,null,null,null,null,null,null,null,null,null,null,null,null,null,null,null,null,null,null,null,null,null,null,null,null,null,null,null,0,0,0,0,0,0,0,0,0,0,0,0,0,0,0,0,0,0,0,0,0,0,0,0,0,0,0,0,0,0]
[0,"Renseanlæg",null,"Avanceret spildevandsrensning","Omvendt osmose",30,"Erfaringstal","STOA",12,"Erfaringstal",1.4507000000000001,0.66666666666666663,"m³/år",null,null,null,null,null,null,null,null,null,null,null,null,null,null,null,null,null,null,null,null,null,null,null,null,null,null,null,null,null,null,null,null,0,0,0,0,0,0,0,0,0,0,0,0,0,0,0,0,0,0,0,0,0,0,0,0,0,0,0,0,0,0]
[0,"Renseanlæg",null,"Avanceret spildevandsrensning","Nanofiltrering",30,"Erfaringstal","STOA",10,"Erfaringstal",1.0607,0.53333333333333333,"m³/år",null,null,null,null,null,null,null,null,null,null,null,null,null,null,null,null,null,null,null,null,null,null,null,null,null,null,null,null,null,null,null,null,0,0,0,0,0,0,0,0,0,0,0,0,0,0,0,0,0,0,0,0,0,0,0,0,0,0,0,0,0,0]
[0,"Renseanlæg",null,"Avanceret spildevandsrensning","Ultrafiltrering",30,"Erfaringstal","STOA",10,"Erfaringstal",0.98070000000000002,0.4,"m³/år",null,null,null,null,null,null,null,null,null,null,null,null,null,null,null,null,null,null,null,null,null,null,null,null,null,null,null,null,null,null,null,null,0,0,0,0,0,0,0,0,0,0,0,0,0,0,0,0,0,0,0,0,0,0,0,0,0,0,0,0,0,0]
[0,"Renseanlæg",null,"Avanceret spildevandsrensning","Mikrofiltrering",30,"Erfaringstal","STOA",8,"Erfaringstal",0.23069999999999999,0.33333333333333331,"m³/år",null,null,null,null,null,null,null,null,null,null,null,null,null,null,null,null,null,null,null,null,null,null,null,null,null,null,null,null,null,null,null,null,0,0,0,0,0,0,0,0,0,0,0,0,0,0,0,0,0,0,0,0,0,0,0,0,0,0,0,0,0,0]
[0,"Renseanlæg",null,"Avanceret spildevandsrensning","Avanceret oxidation ozonering O₃",15,"Erfaringstal","BAT",3,"Erfaringstal",0.17169999999999999,3.3333333333333333E-2,"m³/år",null,null,null,null,null,null,null,null,null,null,null,null,null,null,null,null,null,null,null,null,null,null,null,null,null,null,null,null,null,null,null,null,0,0,0,0,0,0,0,0,0,0,0,0,0,0,0,0,0,0,0,0,0,0,0,0,0,0,0,0,0,0]
[0,"Renseanlæg",null,"Avanceret spildevandsrensning","Avanceret oxidation O₃ + UV",15,"Erfaringstal","STOA","3,5","Erfaringstal",0.32469999999999999,4.6666666666666669E-2,"m³/år",null,null,null,null,null,null,null,null,null,null,null,null,null,null,null,null,null,null,null,null,null,null,null,null,null,null,null,null,null,null,null,null,0,0,0,0,0,0,0,0,0,0,0,0,0,0,0,0,0,0,0,0,0,0,0,0,0,0,0,0,0,0]
[0,"Renseanlæg",null,"Avanceret spildevandsrensning","Avanceret oxidation H₂O₂",15,"Erfaringstal","STOA","3","Erfaringstal",0.26169999999999999,6.6666666666666666E-2,"m³/år",null,null,null,null,null,null,null,null,null,null,null,null,null,null,null,null,null,null,null,null,null,null,null,null,null,null,null,null,null,null,null,null,0,0,0,0,0,0,0,0,0,0,0,0,0,0,0,0,0,0,0,0,0,0,0,0,0,0,0,0,0,0]
[0,"Renseanlæg",null,"Avanceret spildevandsrensning","Avanceret oxidation H₂O₂ + UV",15,"Erfaringstal","STOA","3,5","Erfaringstal",0.41670000000000001,0.08,"m³/år",null,null,null,null,null,null,null,null,null,null,null,null,null,null,null,null,null,null,null,null,null,null,null,null,null,null,null,null,null,null,null,null,0,0,0,0,0,0,0,0,0,0,0,0,0,0,0,0,0,0,0,0,0,0,0,0,0,0,0,0,0,0]
[0,"Renseanlæg",null,"Avanceret spildevandsrensning","UV-behandling",15,"Erfaringstal","BAT","0,5","Erfaringstal",0.20328571428571429,3.8095238095238099E-2,"m³/år",null,null,null,null,null,null,null,null,null,null,null,null,null,null,null,null,null,null,null,null,null,null,null,null,null,null,null,null,null,null,null,null,0,0,0,0,0,0,0,0,0,0,0,0,0,0,0,0,0,0,0,0,0,0,0,0,0,0,0,0,0,0]
[0,"Renseanlæg",null,"Avanceret spildevandsrensning","Kulfiltrering (PAC)",30,"Erfaringstal","STOA",4,"Erfaringstal",0.65200000000000002,0.03,"m³/år",null,null,null,null,null,null,null,null,null,null,null,null,null,null,null,null,null,null,null,null,null,null,null,null,null,null,null,null,null,null,null,null,0,0,0,0,0,0,0,0,0,0,0,0,0,0,0,0,0,0,0,0,0,0,0,0,0,0,0,0,0,0]
[0,"Renseanlæg",null,"Avanceret spildevandsrensning","Kulfiltrering (GAC)",30,"Erfaringstal","BAT",5,"Erfaringstal",0.40039999999999998,0.6,"m³/år",null,null,null,null,null,null,null,null,null,null,null,null,null,null,null,null,null,null,null,null,null,null,null,null,null,null,null,null,null,null,null,null,0,0,0,0,0,0,0,0,0,0,0,0,0,0,0,0,0,0,0,0,0,0,0,0,0,0,0,0,0,0]
[0,"Renseanlæg",null,"Avanceret spildevandsrensning","Kulfiltrering (BAC)",30,"Erfaringstal","BAT",5,"Erfaringstal",0.40039999999999998,0.3,"m³/år",null,null,null,null,null,null,null,null,null,null,null,null,null,null,null,null,null,null,null,null,null,null,null,null,null,null,null,null,null,null,null,null,0,0,0,0,0,0,0,0,0,0,0,0,0,0,0,0,0,0,0,0,0,0,0,0,0,0,0,0,0,0]
[0,"Renseanlæg",null,"Avanceret spildevandsrensning","Luft stripning",15,"Erfaringstal","STOA","1,5","Erfaringstal",0.1013,2.4E-2,"m³/år",null,null,null,null,null,null,null,null,null,null,null,null,null,null,null,null,null,null,null,null,null,null,null,null,null,null,null,null,null,null,null,null,0,0,0,0,0,0,0,0,0,0,0,0,0,0,0,0,0,0,0,0,0,0,0,0,0,0,0,0,0,0]
[0,"Renseanlæg",null,"Avanceret spildevandsrensning","Ionbytning",30,"Erfaringstal","STOA",5,"Erfaringstal",0.63990000000000002,3.266666666666667E-2,"m³/år",null,null,null,null,null,null,null,null,null,null,null,null,null,null,null,null,null,null,null,null,null,null,null,null,null,null,null,null,null,null,null,null,0,0,0,0,0,0,0,0,0,0,0,0,0,0,0,0,0,0,0,0,0,0,0,0,0,0,0,0,0,0]
[1,"Renseanlæg",null,"Monitorering, sensorer og ventiler","Ilt måler",15,"Erfaringstal","STD",10000,"Erfaringstal",4400,0,"stk.",null,null,null,null,null,null,null,null,null,null,null,null,null,null,null,null,null,null,null,null,null,null,null,null,null,null,null,null,null,null,null,null,0,0,0,0,0,0,0,0,0,0,0,0,0,0,0,0,0,0,0,0,0,0,0,0,0,0,0,0,0,0]
[1,"Renseanlæg",null,"Monitorering, sensorer og ventiler","Redox måler",15,"Erfaringstal","STD",10000,"Erfaringstal",4400,0,"stk.",null,null,null,null,null,null,null,null,null,null,null,null,null,null,null,null,null,null,null,null,null,null,null,null,null,null,null,null,null,null,null,null,0,0,0,0,0,0,0,0,0,0,0,0,0,0,0,0,0,0,0,0,0,0,0,0,0,0,0,0,0,0]
[1,"Renseanlæg",null,"Monitorering, sensorer og ventiler","pH måler",15,"Erfaringstal","STD",10000,"Erfaringstal",4400,0,"stk.",null,null,null,null,null,null,null,null,null,null,null,null,null,null,null,null,null,null,null,null,null,null,null,null,null,null,null,null,null,null,null,null,0,0,0,0,0,0,0,0,0,0,0,0,0,0,0,0,0,0,0,0,0,0,0,0,0,0,0,0,0,0]
[1,"Renseanlæg",null,"Monitorering, sensorer og ventiler","Temperatur måler",10,"Erfaringstal","STD",5000,"Erfaringstal",4400,0,"stk.",null,null,null,null,null,null,null,null,null,null,null,null,null,null,null,null,null,null,null,null,null,null,null,null,null,null,null,null,null,null,null,null,0,0,0,0,0,0,0,0,0,0,0,0,0,0,0,0,0,0,0,0,0,0,0,0,0,0,0,0,0,0]
[1,"Renseanlæg",null,"Monitorering, sensorer og ventiler","Trykmåler",15,"Erfaringstal","STD",5000,"Erfaringstal",4400,0,"stk.",null,null,null,null,null,null,null,null,null,null,null,null,null,null,null,null,null,null,null,null,null,null,null,null,null,null,null,null,null,null,null,null,0,0,0,0,0,0,0,0,0,0,0,0,0,0,0,0,0,0,0,0,0,0,0,0,0,0,0,0,0,0]
[1,"Renseanlæg",null,"Monitorering, sensorer og ventiler","Ammonium måler",15,"Erfaringstal","STD",25000,"Erfaringstal",7500,0,"stk.",null,null,null,null,null,null,null,null,null,null,null,null,null,null,null,null,null,null,null,null,null,null,null,null,null,null,null,null,null,null,null,null,0,0,0,0,0,0,0,0,0,0,0,0,0,0,0,0,0,0,0,0,0,0,0,0,0,0,0,0,0,0]
[1,"Renseanlæg",null,"Monitorering, sensorer og ventiler","Nitrat måler",15,"Erfaringstal","STD",25000,"Erfaringstal",7500,0,"stk.",null,null,null,null,null,null,null,null,null,null,null,null,null,null,null,null,null,null,null,null,null,null,null,null,null,null,null,null,null,null,null,null,0,0,0,0,0,0,0,0,0,0,0,0,0,0,0,0,0,0,0,0,0,0,0,0,0,0,0,0,0,0]
[1,"Renseanlæg",null,"Monitorering, sensorer og ventiler","Nitrit måler",15,"Erfaringstal","STD",25000,"Erfaringstal",7500,0,"stk.",null,null,null,null,null,null,null,null,null,null,null,null,null,null,null,null,null,null,null,null,null,null,null,null,null,null,null,null,null,null,null,null,0,0,0,0,0,0,0,0,0,0,0,0,0,0,0,0,0,0,0,0,0,0,0,0,0,0,0,0,0,0]
[1,"Renseanlæg",null,"Monitorering, sensorer og ventiler","Ledningsevne måler",15,"Erfaringstal","STD",10000,"Erfaringstal",4200,0,"stk.",null,null,null,null,null,null,null,null,null,null,null,null,null,null,null,null,null,null,null,null,null,null,null,null,null,null,null,null,null,null,null,null,0,0,0,0,0,0,0,0,0,0,0,0,0,0,0,0,0,0,0,0,0,0,0,0,0,0,0,0,0,0]
[1,"Renseanlæg",null,"Monitorering, sensorer og ventiler","Svolvbrinte måler",15,"Erfaringstal","STD",25000,"Erfaringstal",7500,0,"stk.",null,null,null,null,null,null,null,null,null,null,null,null,null,null,null,null,null,null,null,null,null,null,null,null,null,null,null,null,null,null,null,null,0,0,0,0,0,0,0,0,0,0,0,0,0,0,0,0,0,0,0,0,0,0,0,0,0,0,0,0,0,0]
[1,"Renseanlæg",null,"Monitorering, sensorer og ventiler","COD måler",15,"Erfaringstal","STD",25000,"Erfaringstal",7500,0,"stk.",null,null,null,null,null,null,null,null,null,null,null,null,null,null,null,null,null,null,null,null,null,null,null,null,null,null,null,null,null,null,null,null,0,0,0,0,0,0,0,0,0,0,0,0,0,0,0,0,0,0,0,0,0,0,0,0,0,0,0,0,0,0]
[1,"Renseanlæg",null,"Monitorering, sensorer og ventiler","Total N",15,"Erfaringstal","STD",25000,"Erfaringstal",7500,0,"stk.",null,null,null,null,null,null,null,null,null,null,null,null,null,null,null,null,null,null,null,null,null,null,null,null,null,null,null,null,null,null,null,null,0,0,0,0,0,0,0,0,0,0,0,0,0,0,0,0,0,0,0,0,0,0,0,0,0,0,0,0,0,0]
[1,"Renseanlæg",null,"Monitorering, sensorer og ventiler","Total P",15,"Erfaringstal","STD",25000,"Erfaringstal",7500,0,"stk.",null,null,null,null,null,null,null,null,null,null,null,null,null,null,null,null,null,null,null,null,null,null,null,null,null,null,null,null,null,null,null,null,0,0,0,0,0,0,0,0,0,0,0,0,0,0,0,0,0,0,0,0,0,0,0,0,0,0,0,0,0,0]
[1,"Renseanlæg",null,"Monitorering, sensorer og ventiler","Slamspejlsmålere",15,"Erfaringstal","STD",10000,"Erfaringstal",4200,0,"stk.",null,null,null,null,null,null,null,null,null,null,null,null,null,null,null,null,null,null,null,null,null,null,null,null,null,null,null,null,null,null,null,null,0,0,0,0,0,0,0,0,0,0,0,0,0,0,0,0,0,0,0,0,0,0,0,0,0,0,0,0,0,0]
[1,"Renseanlæg",null,"Monitorering, sensorer og ventiler","Vandspejlsmålere",15,"Erfaringstal","STD",10000,"Erfaringstal",4200,0,"stk.",null,null,null,null,null,null,null,null,null,null,null,null,null,null,null,null,null,null,null,null,null,null,null,null,null,null,null,null,null,null,null,null,0,0,0,0,0,0,0,0,0,0,0,0,0,0,0,0,0,0,0,0,0,0,0,0,0,0,0,0,0,0]
[1,"Renseanlæg",null,"Monitorering, sensorer og ventiler","Skydeventil",40,"Erfaringstal","STD",5000,"Erfaringstal",700,0,"stk.",null,null,null,null,null,null,null,null,null,null,null,null,null,null,null,null,null,null,null,null,null,null,null,null,null,null,null,null,null,null,null,null,0,0,0,0,0,0,0,0,0,0,0,0,0,0,0,0,0,0,0,0,0,0,0,0,0,0,0,0,0,0]
[1,"Renseanlæg",null,"Monitorering, sensorer og ventiler","Spadeventil",15,"Erfaringstal","STD",4500,"Erfaringstal",2950,0,"stk.",null,null,null,null,null,null,null,null,null,null,null,null,null,null,null,null,null,null,null,null,null,null,null,null,null,null,null,null,null,null,null,null,0,0,0,0,0,0,0,0,0,0,0,0,0,0,0,0,0,0,0,0,0,0,0,0,0,0,0,0,0,0]
[1,"Renseanlæg",null,"Monitorering, sensorer og ventiler","Kuglehane",15,"Erfaringstal","STD",200,"Erfaringstal",175,0,"stk.",null,null,null,null,null,null,null,null,null,null,null,null,null,null,null,null,null,null,null,null,null,null,null,null,null,null,null,null,null,null,null,null,0,0,0,0,0,0,0,0,0,0,0,0,0,0,0,0,0,0,0,0,0,0,0,0,0,0,0,0,0,0]
[1,"Renseanlæg",null,"Monitorering, sensorer og ventiler","Butterflyventil",15,"Erfaringstal","STD",2200,"Erfaringstal",700,0,"stk.",null,null,null,null,null,null,null,null,null,null,null,null,null,null,null,null,null,null,null,null,null,null,null,null,null,null,null,null,null,null,null,null,0,0,0,0,0,0,0,0,0,0,0,0,0,0,0,0,0,0,0,0,0,0,0,0,0,0,0,0,0,0]
[1,"Renseanlæg",null,"Monitorering, sensorer og ventiler","Sædeventil",20,"Erfaringstal","STD",1000,"Erfaringstal",175,0,"stk.",null,null,null,null,null,null,null,null,null,null,null,null,null,null,null,null,null,null,null,null,null,null,null,null,null,null,null,null,null,null,null,null,0,0,0,0,0,0,0,0,0,0,0,0,0,0,0,0,0,0,0,0,0,0,0,0,0,0,0,0,0,0]
[1,"Renseanlæg",null,"Monitorering, sensorer og ventiler","Nåleventil",10,"Erfaringstal","STD",400,"Erfaringstal",700,0,"stk.",null,null,null,null,null,null,null,null,null,null,null,null,null,null,null,null,null,null,null,null,null,null,null,null,null,null,null,null,null,null,null,null,0,0,0,0,0,0,0,0,0,0,0,0,0,0,0,0,0,0,0,0,0,0,0,0,0,0,0,0,0,0]
[1,"Renseanlæg",null,"Monitorering, sensorer og ventiler","Kuglekontraventil",20,"Erfaringstal","STD",8000,"Erfaringstal",700,0,"stk.",null,null,null,null,null,null,null,null,null,null,null,null,null,null,null,null,null,null,null,null,null,null,null,null,null,null,null,null,null,null,null,null,0,0,0,0,0,0,0,0,0,0,0,0,0,0,0,0,0,0,0,0,0,0,0,0,0,0,0,0,0,0]
[1,"Renseanlæg",null,"Monitorering, sensorer og ventiler","Kontraklapventil",20,"Erfaringstal","STD",10000,"Erfaringstal",700,375,"stk.",null,null,null,null,null,null,null,null,null,null,null,null,null,null,null,null,null,null,null,null,null,null,null,null,null,null,null,null,null,null,null,null,0,0,0,0,0,0,0,0,0,0,0,0,0,0,0,0,0,0,0,0,0,0,0,0,0,0,0,0,0,0]
[1,"Renseanlæg",null,"Monitorering, sensorer og ventiler","Udløbskontraklap",50,"Erfaringstal","STD",45000,"Erfaringstal",700,0,"stk.",null,null,null,null,null,null,null,null,null,null,null,null,null,null,null,null,null,null,null,null,null,null,null,null,null,null,null,null,null,null,null,null,0,0,0,0,0,0,0,0,0,0,0,0,0,0,0,0,0,0,0,0,0,0,0,0,0,0,0,0,0,0]
[1,"Renseanlæg",null,"Monitorering, sensorer og ventiler","Skydespjæld",40,"Erfaringstal","STD",80000,"Erfaringstal",2300,1000,"stk.",null,null,null,null,null,null,null,null,null,null,null,null,null,null,null,null,null,null,null,null,null,null,null,null,null,null,null,null,null,null,null,null,0,0,0,0,0,0,0,0,0,0,0,0,0,0,0,0,0,0,0,0,0,0,0,0,0,0,0,0,0,0]
[1,"Renseanlæg",null,"Monitorering, sensorer og ventiler","Niveau måler Ultralyd",15,"Erfaringstal","STD",10000,"Erfaringstal",1400,0,"stk.",null,null,null,null,null,null,null,null,null,null,null,null,null,null,null,null,null,null,null,null,null,null,null,null,null,null,null,null,null,null,null,null,0,0,0,0,0,0,0,0,0,0,0,0,0,0,0,0,0,0,0,0,0,0,0,0,0,0,0,0,0,0]
[1,"Renseanlæg",null,"Monitorering, sensorer og ventiler","Niveau måler Radar",15,"Erfaringstal","STD",15000,"Erfaringstal",1400,0,"stk.",null,null,null,null,null,null,null,null,null,null,null,null,null,null,null,null,null,null,null,null,null,null,null,null,null,null,null,null,null,null,null,null,0,0,0,0,0,0,0,0,0,0,0,0,0,0,0,0,0,0,0,0,0,0,0,0,0,0,0,0,0,0]
[1,"Renseanlæg",null,"Monitorering, sensorer og ventiler","Niveau måler Laser",15,"Erfaringstal","STOA",24000,"Erfaringstal",1416,0,"stk.",null,null,null,null,null,null,null,null,null,null,null,null,null,null,null,null,null,null,null,null,null,null,null,null,null,null,null,null,null,null,null,null,0,0,0,0,0,0,0,0,0,0,0,0,0,0,0,0,0,0,0,0,0,0,0,0,0,0,0,0,0,0]
[1,"Renseanlæg",null,"Monitorering, sensorer og ventiler","Niveau måler Tryk",15,"Erfaringstal","STD",8000,"Erfaringstal",2450,0,"stk.",null,null,null,null,null,null,null,null,null,null,null,null,null,null,null,null,null,null,null,null,null,null,null,null,null,null,null,null,null,null,null,null,0,0,0,0,0,0,0,0,0,0,0,0,0,0,0,0,0,0,0,0,0,0,0,0,0,0,0,0,0,0]
[1,"Renseanlæg",null,"Monitorering, sensorer og ventiler","Niveau sensor Elektrode",20,"Erfaringstal","STD",1000,"Erfaringstal",700,0,"stk.",null,null,null,null,null,null,null,null,null,null,null,null,null,null,null,null,null,null,null,null,null,null,null,null,null,null,null,null,null,null,null,null,0,0,0,0,0,0,0,0,0,0,0,0,0,0,0,0,0,0,0,0,0,0,0,0,0,0,0,0,0,0]
[1,"Renseanlæg",null,"Monitorering, sensorer og ventiler","Niveau sensor Vippe",10,"Erfaringstal","STD",500,"Erfaringstal",700,0,"stk.",null,null,null,null,null,null,null,null,null,null,null,null,null,null,null,null,null,null,null,null,null,null,null,null,null,null,null,null,null,null,null,null,0,0,0,0,0,0,0,0,0,0,0,0,0,0,0,0,0,0,0,0,0,0,0,0,0,0,0,0,0,0]
[1,"Renseanlæg",null,"Monitorering, sensorer og ventiler","Niveau sensor Optisk",15,"Erfaringstal","BAT",1500,"Erfaringstal",350,0,"stk.",null,null,null,null,null,null,null,null,null,null,null,null,null,null,null,null,null,null,null,null,null,null,null,null,null,null,null,null,null,null,null,null,0,0,0,0,0,0,0,0,0,0,0,0,0,0,0,0,0,0,0,0,0,0,0,0,0,0,0,0,0,0]
[1,"Renseanlæg",null,"Monitorering, sensorer og ventiler","Niveau sensor Vibrations stemmegaffel",10,"Erfaringstal","STD",5000,"Erfaringstal",1400,0,"stk.",null,null,null,null,null,null,null,null,null,null,null,null,null,null,null,null,null,null,null,null,null,null,null,null,null,null,null,null,null,null,null,null,0,0,0,0,0,0,0,0,0,0,0,0,0,0,0,0,0,0,0,0,0,0,0,0,0,0,0,0,0,0]
[0,"Renseanlæg",null,"El & SRO","Forsyning",50,"Erfaringstal","STD",225,"Erfaringstal",350,0,"m³/t",null,null,null,null,null,null,null,null,null,null,null,null,null,null,null,null,null,null,null,null,null,null,null,null,null,null,null,null,null,null,null,null,0,0,0,0,0,0,0,0,0,0,0,0,0,0,0,0,0,0,0,0,0,0,0,0,0,0,0,0,0,0]
[0,"Renseanlæg",null,"El & SRO","Hovedtavle",25,"Erfaringstal","STD",650,"Erfaringstal",9900,12000,"m³/t",null,null,null,null,null,null,null,null,null,null,null,null,null,null,null,null,null,null,null,null,null,null,null,null,null,null,null,null,null,null,null,null,0,0,0,0,0,0,0,0,0,0,0,0,0,0,0,0,0,0,0,0,0,0,0,0,0,0,0,0,0,0]
[0,"Renseanlæg",null,"El & SRO","Føringsveje og kabling",20,"Erfaringstal","STD",2500,"Erfaringstal",3800,0,"m³/t",null,null,null,null,null,null,null,null,null,null,null,null,null,null,null,null,null,null,null,null,null,null,null,null,null,null,null,null,null,null,null,null,0,0,0,0,0,0,0,0,0,0,0,0,0,0,0,0,0,0,0,0,0,0,0,0,0,0,0,0,0,0]
[0,"Renseanlæg",null,"El & SRO","Nødstrømsanlæg",30,"Erfaringstal","STD",500000,"Erfaringstal",15600,1500,"stk.",null,null,null,null,null,null,null,null,null,null,null,null,null,null,null,null,null,null,null,null,null,null,null,null,null,null,null,null,null,null,null,null,0,0,0,0,0,0,0,0,0,0,0,0,0,0,0,0,0,0,0,0,0,0,0,0,0,0,0,0,0,0]
[0,"Renseanlæg",null,"El & SRO","UPS-anlæg",15,"Erfaringstal","STD",250000,"Erfaringstal",12200,9333,"stk.",null,null,null,null,null,null,null,null,null,null,null,null,null,null,null,null,null,null,null,null,null,null,null,null,null,null,null,null,null,null,null,null,0,0,0,0,0,0,0,0,0,0,0,0,0,0,0,0,0,0,0,0,0,0,0,0,0,0,0,0,0,0]
[0,"Renseanlæg",null,"El & SRO","SRO",15,"Erfaringstal","STD",5000,"Erfaringstal",14800,1667,"m³/t",null,null,null,null,null,null,null,null,null,null,null,null,null,null,null,null,null,null,null,null,null,null,null,null,null,null,null,null,null,null,null,null,0,0,0,0,0,0,0,0,0,0,0,0,0,0,0,0,0,0,0,0,0,0,0,0,0,0,0,0,0,0]
[0,"Renseanlæg",null,"El & SRO","PLC",15,"Erfaringstal","STD",1500,"Erfaringstal",11700,0,"m³/t",null,null,null,null,null,null,null,null,null,null,null,null,null,null,null,null,null,null,null,null,null,null,null,null,null,null,null,null,null,null,null,null,0,0,0,0,0,0,0,0,0,0,0,0,0,0,0,0,0,0,0,0,0,0,0,0,0,0,0,0,0,0]
[1,"Renseanlæg",null,"Bygning og bygværker","Let bygning",50,"Erfaringstal","STD",6000,"Erfaringstal",700,27200,"m²",null,null,null,null,null,null,null,null,null,null,null,null,null,null,null,null,null,null,null,null,null,null,null,null,null,null,null,null,null,null,null,null,0,0,0,0,0,0,0,0,0,0,0,0,0,0,0,0,0,0,0,0,0,0,0,0,0,0,0,0,0,0]
[1,"Renseanlæg",null,"Bygning og bygværker","Tung bygning",50,"Erfaringstal","STD",10000,"Erfaringstal",700,31950,"m²",null,null,null,null,null,null,null,null,null,null,null,null,null,null,null,null,null,null,null,null,null,null,null,null,null,null,null,null,null,null,null,null,0,0,0,0,0,0,0,0,0,0,0,0,0,0,0,0,0,0,0,0,0,0,0,0,0,0,0,0,0,0]
[1,"Renseanlæg",null,"Bygning og bygværker","Små bygværker",75,"Polka","STD",250000,"Erfaringstal",1550,4000,"stk.",null,null,null,null,null,null,null,null,null,null,null,null,null,null,null,null,null,null,null,null,null,null,null,null,null,null,null,null,null,null,null,null,0,0,0,0,0,0,0,0,0,0,0,0,0,0,0,0,0,0,0,0,0,0,0,0,0,0,0,0,0,0]
[1,"Renseanlæg",null,"Bygning og bygværker","Store bygværker",75,"Polka","STD",1000000,"Erfaringstal",2400,8000,"stk.",null,null,null,null,null,null,null,null,null,null,null,null,null,null,null,null,null,null,null,null,null,null,null,null,null,null,null,null,null,null,null,null,0,0,0,0,0,0,0,0,0,0,0,0,0,0,0,0,0,0,0,0,0,0,0,0,0,0,0,0,0,0]
[1,"Renseanlæg",null,"Bygning og bygværker","Mandskabsbygning",50,"Erfaringstal","STD",10000,"Erfaringstal",700,13500,"m²",null,null,null,null,null,null,null,null,null,null,null,null,null,null,null,null,null,null,null,null,null,null,null,null,null,null,null,null,null,null,null,null,0,0,0,0,0,0,0,0,0,0,0,0,0,0,0,0,0,0,0,0,0,0,0,0,0,0,0,0,0,0]
[1,"Renseanlæg",null,"Bygning og bygværker","Kraner",20,"Erfaringstal","STD",50000,"Erfaringstal",5800,1250,"stk.",null,null,null,null,null,null,null,null,null,null,null,null,null,null,null,null,null,null,null,null,null,null,null,null,null,null,null,null,null,null,null,null,0,0,0,0,0,0,0,0,0,0,0,0,0,0,0,0,0,0,0,0,0,0,0,0,0,0,0,0,0,0]
[1,"Renseanlæg",null,"Bygning og bygværker","Ventilation",40,"Erfaringstal","STD",50000,"Erfaringstal",13100,1000,"stk.",null,null,null,null,null,null,null,null,null,null,null,null,null,null,null,null,null,null,null,null,null,null,null,null,null,null,null,null,null,null,null,null,0,0,0,0,0,0,0,0,0,0,0,0,0,0,0,0,0,0,0,0,0,0,0,0,0,0,0,0,0,0]
[0,null,null,null,null,null,null,null,null,null,null,null,null,null,null,null,null,null,null,null,null,null,null,null,null,null,null,null,null,null,null,null,null,null,null,null,null,null,null,null,null,null,null,null,null,0,0,0,0,0,0,0,0,0,0,0,0,0,0,0,0,0,0,0,0,0,0,0,0,0,0,0,0,0,0]
[0,null,null,null,null,null,null,null,null,null,null,null,null,null,null,null,null,null,null,null,null,null,null,null,null,null,null,null,null,null,null,null,null,null,null,null,null,null,null,null,null,null,null,null,null,0,0,0,0,0,0,0,0,0,0,0,0,0,0,0,0,0,0,0,0,0,0,0,0,0,0,0,0,0,0]
[0,null,null,null,null,null,null,null,null,null,null,null,null,null,null,null,null,null,null,null,null,null,null,null,null,null,null,null,null,null,null,null,null,null,null,null,null,null,null,null,null,null,null,null,null,0,0,0,0,0,0,0,0,0,0,0,0,0,0,0,0,0,0,0,0,0,0,0,0,0,0,0,0,0,0]
[0,null,null,null,null,null,null,null,null,null,null,null,null,null,null,null,null,null,null,null,null,null,null,null,null,null,null,null,null,null,null,null,null,null,null,null,null,null,null,null,null,null,null,null,null,0,0,0,0,0,0,0,0,0,0,0,0,0,0,0,0,0,0,0,0,0,0,0,0,0,0,0,0,0,0]
[0,null,null,null,null,null,null,null,null,null,null,null,null,null,null,null,null,null,null,null,null,null,null,null,null,null,null,null,null,null,null,null,null,null,null,null,null,null,null,null,null,null,null,null,null,0,0,0,0,0,0,0,0,0,0,0,0,0,0,0,0,0,0,0,0,0,0,0,0,0,0,0,0,0,0]
[0,null,null,null,null,null,null,null,null,null,null,null,null,null,null,null,null,null,null,null,null,null,null,null,null,null,null,null,null,null,null,null,null,null,null,null,null,null,null,null,null,null,null,null,null,0,0,0,0,0,0,0,0,0,0,0,0,0,0,0,0,0,0,0,0,0,0,0,0,0,0,0,0,0,0]
[0,null,null,null,null,null,null,null,null,null,null,null,null,null,null,null,null,null,null,null,null,null,null,null,null,null,null,null,null,null,null,null,null,null,null,null,null,null,null,null,null,null,null,null,null,0,0,0,0,0,0,0,0,0,0,0,0,0,0,0,0,0,0,0,0,0,0,0,0,0,0,0,0,0,0]
[0,null,null,null,null,null,null,null,null,null,null,null,null,null,null,null,null,null,null,null,null,null,null,null,null,null,null,null,null,null,null,null,null,null,null,null,null,null,null,null,null,null,null,null,null,0,0,0,0,0,0,0,0,0,0,0,0,0,0,0,0,0,0,0,0,0,0,0,0,0,0,0,0,0,0]
[0,null,null,null,null,null,null,null,null,null,null,null,null,null,null,null,null,null,null,null,null,null,null,null,null,null,null,null,null,null,null,null,null,null,null,null,null,null,null,null,null,null,null,null,null,0,0,0,0,0,0,0,0,0,0,0,0,0,0,0,0,0,0,0,0,0,0,0,0,0,0,0,0,0,0]
[0,null,null,null,null,null,null,null,null,null,null,null,null,null,null,null,null,null,null,null,null,null,null,null,null,null,null,null,null,null,null,null,null,null,null,null,null,null,null,null,null,null,null,null,null,0,0,0,0,0,0,0,0,0,0,0,0,0,0,0,0,0,0,0,0,0,0,0,0,0,0,0,0,0,0]
[0,null,null,null,null,null,null,null,null,null,null,null,null,null,null,null,null,null,null,null,null,null,null,null,null,null,null,null,null,null,null,null,null,null,null,null,null,null,null,null,null,null,null,null,null,0,0,0,0,0,0,0,0,0,0,0,0,0,0,0,0,0,0,0,0,0,0,0,0,0,0,0,0,0,0]
[0,null,null,null,null,null,null,null,null,null,null,null,null,null,null,null,null,null,null,null,null,null,null,null,null,null,null,null,null,null,null,null,null,null,null,null,null,null,null,null,null,null,null,null,null,0,0,0,0,0,0,0,0,0,0,0,0,0,0,0,0,0,0,0,0,0,0,0,0,0,0,0,0,0,0]
[0,null,null,null,null,null,null,null,null,null,null,null,null,null,null,null,null,null,null,null,null,null,null,null,null,null,null,null,null,null,null,null,null,null,null,null,null,null,null,null,null,null,null,null,null,0,0,0,0,0,0,0,0,0,0,0,0,0,0,0,0,0,0,0,0,0,0,0,0,0,0,0,0,0,0]
[0,null,null,null,null,null,null,null,null,null,null,null,null,null,null,null,null,null,null,null,null,null,null,null,null,null,null,null,null,null,null,null,null,null,null,null,null,null,null,null,null,null,null,null,null,0,0,0,0,0,0,0,0,0,0,0,0,0,0,0,0,0,0,0,0,0,0,0,0,0,0,0,0,0,0]
[0,null,null,null,null,null,null,null,null,null,null,null,null,null,null,null,null,null,null,null,null,null,null,null,null,null,null,null,null,null,null,null,null,null,null,null,null,null,null,null,null,null,null,null,null,0,0,0,0,0,0,0,0,0,0,0,0,0,0,0,0,0,0,0,0,0,0,0,0,0,0,0,0,0,0]
[0,null,null,null,null,null,null,null,null,null,null,null,null,null,null,null,null,null,null,null,null,null,null,null,null,null,null,null,null,null,null,null,null,null,null,null,null,null,null,null,null,null,null,null,null,0,0,0,0,0,0,0,0,0,0,0,0,0,0,0,0,0,0,0,0,0,0,0,0,0,0,0,0,0,0]
[0,null,null,null,null,null,null,null,null,null,null,null,null,null,null,null,null,null,null,null,null,null,null,null,null,null,null,null,null,null,null,null,null,null,null,null,null,null,null,null,null,null,null,null,null,0,0,0,0,0,0,0,0,0,0,0,0,0,0,0,0,0,0,0,0,0,0,0,0,0,0,0,0,0,0]
[0,null,null,null,null,null,null,null,null,null,null,null,null,null,null,null,null,null,null,null,null,null,null,null,null,null,null,null,null,null,null,null,null,null,null,null,null,null,null,null,null,null,null,null,null,0,0,0,0,0,0,0,0,0,0,0,0,0,0,0,0,0,0,0,0,0,0,0,0,0,0,0,0,0,0]

{"sheet":"PrisFaktorer","index":2,"n_rows":660,"n_cols":140,"rows_kept":660,"cut":false,"hidden":false,"merged":[[420,1,429,1],[430,1,439,1],[330,1,339,1],[340,1,349,1],[350,1,359,1],[360,1,369,1],[370,1,379,1],[380,1,389,1],[390,1,399,1],[400,1,409,1],[410,1,419,1],[6,45,6,47],[7,45,7,47],[8,45,8,47],[6,27,6,29],[6,30,6,32],[6,33,6,35],[6,36,6,38],[6,39,6,41],[7,36,7,38],[7,39,7,41],[8,36,8,38],[8,39,8,41],[6,42,6,44],[8,42,8,44],[8,27,8,29],[7,27,7,29],[7,33,7,35],[7,42,7,44],[7,30,7,32],[7,18,7,20],[7,15,7,17],[7,6,7,8],[7,9,7,11],[7,12,7,14],[8,33,8,35],[8,30,8,32],[8,0,9,0],[8,1,9,1],[8,2,9,2],[6,0,7,2],[6,21,6,23],[6,12,6,14],[6,3,6,5],[6,6,6,8],[6,9,6,11],[6,15,6,17],[6,24,6,26],[8,21,8,23],[8,24,8,26],[8,3,8,5],[8,6,8,8],[8,9,8,11],[8,12,8,14],[6,18,6,20],[7,3,7,5],[7,21,7,23],[7,24,7,26],[8,15,8,17],[8,18,8,20],[470,1,479,1],[480,1,489,1],[460,0,659,0],[460,1,469,1],[10,0,169,0],[170,0,459,0],[170,1,179,1],[180,1,189,1],[450,1,459,1],[10,1,19,1],[20,1,29,1],[30,1,39,1],[650,1,659,1],[210,1,219,1],[110,1,119,1],[490,1,499,1],[70,1,79,1],[40,1,49,1],[50,1,59,1],[60,1,69,1],[220,1,229,1],[440,1,449,1],[80,1,89,1],[90,1,99,1],[100,1,109,1],[190,1,199,1],[160,1,169,1],[200,1,209,1],[130,1,139,1],[140,1,149,1],[150,1,159,1],[120,1,129,1],[230,1,239,1],[240,1,249,1],[250,1,259,1],[260,1,269,1],[270,1,279,1],[280,1,289,1],[290,1,299,1],[300,1,309,1],[310,1,319,1],[320,1,329,1],[630,1,639,1],[640,1,649,1],[500,1,509,1],[510,1,519,1],[520,1,529,1],[530,1,539,1],[590,1,599,1],[540,1,549,1],[550,1,559,1],[560,1,569,1],[570,1,579,1],[580,1,589,1],[620,1,629,1],[600,1,609,1],[610,1,619,1],[7,64,7,66],[7,67,7,69],[7,70,7,72],[7,73,7,75],[7,76,7,78],[7,49,7,51],[7,52,7,54],[7,55,7,57],[7,58,7,60],[7,61,7,63],[7,119,7,121],[7,122,7,124],[7,95,7,97],[7,98,7,100],[7,101,7,103],[7,104,7,106],[7,107,7,109],[7,79,7,81],[7,82,7,84],[7,85,7,87],[7,88,7,90],[7,91,7,93],[0,95,5,139],[8,95,8,97],[8,98,8,100],[8,101,8,103],[8,104,8,106],[8,107,8,109],[8,110,8,112],[8,113,8,115],[8,116,8,118],[8,119,8,121],[8,122,8,124],[8,125,8,127],[8,128,8,130],[8,131,8,133],[8,134,8,136],[8,137,8,139],[7,125,7,127],[7,128,7,130],[7,131,7,133],[7,134,7,136],[7,137,7,139],[7,110,7,112],[7,113,7,115],[7,116,7,118]]}
[null,null,null,null,null,null,null,null,null,null,null,null,null,null,null,null,null,null,null,null,null,null,null,null,null,null,null,null,null,null,null,null,null,null,null,null,null,null,null,null,null,null,null,null,null,null,null,null,null,null,null,null,null,null,null,null,null,null,null,null,null,null,null,null,null,null,null,null,null,null,null,null,null,null,null,null,null,null,null,null,null,null,null,null,null,null,null,null,null,null,null,null,null,null,null,0]
[]
[]
[]
[]
[]
["Vurdering af\npris-faktorer",null,null,"Rammebetingelse 1",null,null,"Rammebetingelse 2",null,null,"Rammebetingelse 3",null,null,"Rammebetingelse 4",null,null,"Rammebetingelse 5",null,null,"Rammebetingelse 6",null,null,"Rammebetingelse 7",null,null,"Rammebetingelse 8",null,null,"Rammebetingelse 9",null,null,"Rammebetingelse 10",null,null,"Rammebetingelse 11",null,null,"Rammebetingelse 12",null,null,"Rammebetingelse 13",null,null,"Rammebetingelse 14",null,null,"Rammebetingelse 15",null,null,null,null,null,null,null,null,null,null,null,null,null,null,null,null,null,null,null,null,null,null,null,null,null,null,null,null,null,null,null,null,null,null,null,null,null,null,null,null,null,null,null,null,null,null,null,null,null,0,11,20,0,20,20,0,11,20,0,20,20,0,20,11,0,20,20,0,20,20,0,20,20,0,20,20,0,20,20,0,20,20,0,20,20,0,20,20,0,20,20,0,20,20]
[null,null,null,"Lokalitet",null,null,"Geografi",null,null,"Recipient",null,null,"Kapacitet (samlet anlæg, PE)",null,null,"Flow (l/s)",null,null,"Løftehøjde (modtryk, m/Vs)",null,null,null,null,null,null,null,null,null,null,null,null,null,null,null,null,null,null,null,null,null,null,null,null,null,null,null,null,null,null,"RB1",null,null,"RB2",null,null,"RB3",null,null,"RB4",null,null,"RB5",null,null,"RB6",null,null,"RB7",null,null,"RB8",null,null,"RB9",null,null,"RB10",null,null,"RB11",null,null,"RB12",null,null,"RB13",null,null,"RB14",null,null,"RB15",null,null,null,0,null,null,0,null,null,0,null,null,0,null,null,0,null,null,0,null,null,0,null,null,0,null,null,0,null,null,0,null,null,0,null,null,0,null,null,0,null,null,0,null,null,0]
["Hoved-\nfunktion","Teknologi-\ngruppe","Nr","Faktorer",null,null,"Faktorer",null,null,"Faktorer",null,null,"Faktorer",null,null,"Faktorer",null,null,"Faktorer",null,null,"Faktorer",null,null,"Faktorer",null,null,"Faktorer",null,null,"Faktorer",null,null,"Faktorer",null,null,"Faktorer",null,null,"Faktorer",null,null,"Faktorer",null,null,"Faktorer",null,null,null,null,null,null,null,null,null,null,null,null,null,null,null,null,null,null,null,null,null,null,null,null,null,null,null,null,null,null,null,null,null,null,null,null,null,null,null,null,null,null,null,null,null,null,null,null,null,"00",null,null,"00",null,null,"00",null,null,"00",null,null,"00",null,null,"00",null,null,"00",null,null,"00",null,null,"00",null,null,"00",null,null,"00",null,null,"00",null,null,"00",null,null,"00",null,null,"00"]
[null,null,null,"Interval/kategori","Anlæg","Drift","Interval/kategori","Anlæg","Drift","Interval/kategori","Anlæg","Drift","Interval/kategori","Anlæg","Drift","Interval/kategori","Anlæg","Drift","Interval/kategori","Anlæg","Drift","Interval/kategori","Anlæg","Drift","Interval/kategori","Anlæg","Drift","Interval/kategori","Anlæg","Drift","Interval/kategori","Anlæg","Drift","Interval/kategori","Anlæg","Drift","Interval/kategori","Anlæg","Drift","Interval/kategori","Anlæg","Drift","Interval/kategori","Anlæg","Drift","Interval/kategori","Anlæg","Drift",null,1,2,3,4,5,6,7,8,9,10,11,12,13,14,15,16,17,18,19,20,21,22,23,24,25,26,27,28,29,30,31,32,33,34,35,36,37,38,39,40,41,42,43,44,45,null,0,10,22,0,22,22,0,10,22,0,22,22,0,22,10,0,22,22,0,22,22,0,22,22,0,22,22,0,22,22,0,22,22,0,22,22,0,22,22,0,22,22,0,22,22]
["Transportanlæg",null,null,null,null,null,null,null,null,null,null,null,null,null,null,null,null,null,null,null,null,null,null,null,null,null,null,null,null,null,null,null,null,null,null,null,null,null,null,null,null,null,null,null,null,null,null,null,null,null,null,null,null,null,null,null,null,null,null,null,null,null,null,null,null,null,null,null,null,null,null,null,null,null,null,null,null,null,null,null,null,null,null,null,null,null,null,null,null,null,null,null,null,null,null,"00","11","11","00","21","21","00","21","21","00","21","21","00","21","21","00","21","21","00","00","00","00","00","00","00","00","00","00","00","00","00","00","00","00","00","00","00","00","00","00","00","00","00","00","00"]
[null,null,null,null,null,null,null,null,null,null,null,null,null,null,null,null,null,null,null,null,null,null,null,null,null,null,null,null,null,null,null,null,null,null,null,null,null,null,null,null,null,null,null,null,null,null,null,null,null,null,null,null,null,null,null,null,null,null,null,null,null,null,null,null,null,null,null,null,null,null,null,null,null,null,null,null,null,null,null,null,null,null,null,null,null,null,null,null,null,null,null,null,null,null,null,"00","11","11","00","21","21","00","21","21","00","21","21","00","21","21","00","21","21","00","00","00","00","00","00","00","00","00","00","00","00","00","00","00","00","00","00","00","00","00","00","00","00","00","00","00"]
[null,null,null,null,null,null,null,null,null,null,null,null,null,null,null,null,null,null,null,null,null,null,null,null,null,null,null,null,null,null,null,null,null,null,null,null,null,null,null,null,null,null,null,null,null,null,null,null,null,null,null,null,null,null,null,null,null,null,null,null,null,null,null,null,null,null,null,null,null,null,null,null,null,null,null,null,null,null,null,null,null,null,null,null,null,null,null,null,null,null,null,null,null,null,null,"00","11","11","00","21","21","00","21","21","00","21","21","00","21","21","00","21","21","00","00","00","00","00","00","00","00","00","00","00","00","00","00","00","00","00","00","00","00","00","00","00","00","00","00","00"]
[null,null,null,null,null,null,null,null,null,null,null,null,null,null,null,null,null,null,null,null,null,null,null,null,null,null,null,null,null,null,null,null,null,null,null,null,null,null,null,null,null,null,null,null,null,null,null,null,null,null,null,null,null,null,null,null,null,null,null,null,null,null,null,null,null,null,null,null,null,null,null,null,null,null,null,null,null,null,null,null,null,null,null,null,null,null,null,null,null,null,null,null,null,null,null,"00","11","11","00","21","21","00","00","00","00","21","21","00","21","21","00","21","21","00","00","00","00","00","00","00","00","00","00","00","00","00","00","00","00","00","00","00","00","00","00","00","00","00","00","00"]
[null,null,null,null,null,null,null,null,null,null,null,null,null,null,null,null,null,null,null,null,null,null,null,null,null,null,null,null,null,null,null,null,null,null,null,null,null,null,null,null,null,null,null,null,null,null,null,null,null,null,null,null,null,null,null,null,null,null,null,null,null,null,null,null,null,null,null,null,null,null,null,null,null,null,null,null,null,null,null,null,null,null,null,null,null,null,null,null,null,null,null,null,null,null,null,"00","00","00","00","21","21","00","00","00","00","00","00","00","21","21","00","21","21","00","00","00","00","00","00","00","00","00","00","00","00","00","00","00","00","00","00","00","00","00","00","00","00","00","00","00"]
[null,null,null,null,null,null,null,null,null,null,null,null,null,null,null,null,null,null,null,null,null,null,null,null,null,null,null,null,null,null,null,null,null,null,null,null,null,null,null,null,null,null,null,null,null,null,null,null,null,null,null,null,null,null,null,null,null,null,null,null,null,null,null,null,null,null,null,null,null,null,null,null,null,null,null,null,null,null,null,null,null,null,null,null,null,null,null,null,null,null,null,null,null,null,null,"00","00","00","00","00","00","00","00","00","00","00","00","00","00","00","00","00","00","00","00","00","00","00","00","00","00","00","00","00","00","00","00","00","00","00","00","00","00","00","00","00","00","00","00","00"]
[null,null,null,null,null,null,null,null,null,null,null,null,null,null,null,null,null,null,null,null,null,null,null,null,null,null,null,null,null,null,null,null,null,null,null,null,null,null,null,null,null,null,null,null,null,null,null,null,null,null,null,null,null,null,null,null,null,null,null,null,null,null,null,null,null,null,null,null,null,null,null,null,null,null,null,null,null,null,null,null,null,null,null,null,null,null,null,null,null,null,null,null,null,null,null,"00","00","00","00","00","00","00","00","00","00","00","00","00","00","00","00","00","00","00","00","00","00","00","00","00","00","00","00","00","00","00","00","00","00","00","00","00","00","00","00","00","00","00","00","00"]
[null,null,null,null,null,null,null,null,null,null,null,null,null,null,null,null,null,null,null,null,null,null,null,null,null,null,null,null,null,null,null,null,null,null,null,null,null,null,null,null,null,null,null,null,null,null,null,null,null,null,null,null,null,null,null,null,null,null,null,null,null,null,null,null,null,null,null,null,null,null,null,null,null,null,null,null,null,null,null,null,null,null,null,null,null,null,null,null,null,null,null,null,null,null,null,"00","00","00","00","00","00","00","00","00","00","00","00","00","00","00","00","00","00","00","00","00","00","00","00","00","00","00","00","00","00","00","00","00","00","00","00","00","00","00","00","00","00","00","00","00"]
[null,null,null,null,null,null,null,null,null,null,null,null,null,null,null,null,null,null,null,null,null,null,null,null,null,null,null,null,null,null,null,null,null,null,null,null,null,null,null,null,null,null,null,null,null,null,null,null,null,null,null,null,null,null,null,null,null,null,null,null,null,null,null,null,null,null,null,null,null,null,null,null,null,null,null,null,null,null,null,null,null,null,null,null,null,null,null,null,null,null,null,null,null,null,null,"00","00","00","00","00","00","00","00","00","00","00","00","00","00","00","00","00","00","00","00","00","00","00","00","00","00","00","00","00","00","00","00","00","00","00","00","00","00","00","00","00","00","00","00","00"]
[null,null,null,null,null,null,null,null,null,null,null,null,null,null,null,null,null,null,null,null,null,null,null,null,null,null,null,null,null,null,null,null,null,null,null,null,null,null,null,null,null,null,null,null,null,null,null,null,null,null,null,null,null,null,null,null,null,null,null,null,null,null,null,null,null,null,null,null,null,null,null,null,null,null,null,null,null,null,null,null,null,null,null,null,null,null,null,null,null,null,null,null,null,null,null,"00","00","00","00","00","00","00","00","00","00","00","00","00","00","00","00","00","00","00","00","00","00","00","00","00","00","00","00","00","00","00","00","00","00","00","00","00","00","00","00","00","00","00","00","00"]
[null,null,null,null,null,null,null,null,null,null,null,null,null,null,null,null,null,null,null,null,null,null,null,null,null,null,null,null,null,null,null,null,null,null,null,null,null,null,null,null,null,null,null,null,null,null,null,null,null,null,"X","X",null,null,null,null,null,null,null,null,null,null,null,null,null,null,null,null,null,null,null,null,null,null,null,null,null,null,null,null,null,null,null,null,null,null,null,null,null,null,null,null,null,null,null,"00","21","21","00","21","21","00","21","21","00","21","21","00","21","21","00","21","21","00","00","00","00","00","00","00","00","00","00","00","00","00","00","00","00","00","00","00","00","00","00","00","00","00","00","00"]
[null,null,null,null,null,null,null,null,null,null,null,null,null,null,null,null,null,null,null,null,null,null,null,null,null,null,null,null,null,null,null,null,null,null,null,null,null,null,null,null,null,null,null,null,null,null,null,null,null,null,"X","X",null,null,null,null,null,null,null,null,null,null,null,null,null,null,null,null,null,null,null,null,null,null,null,null,null,null,null,null,null,null,null,null,null,null,null,null,null,null,null,null,null,null,null,"00","21","21","00","21","21","00","21","21","00","21","21","00","21","21","00","21","21","00","00","00","00","00","00","00","00","00","00","00","00","00","00","00","00","00","00","00","00","00","00","00","00","00","00","00"]
[null,null,null,null,null,null,null,null,null,null,null,null,null,null,null,null,null,null,null,null,null,null,null,null,null,null,null,null,null,null,null,null,null,null,null,null,null,null,null,null,null,null,null,null,null,null,null,null,null,null,"X","X",null,null,null,null,null,null,null,null,null,null,null,null,null,null,null,null,null,null,null,null,null,null,null,null,null,null,null,null,null,null,null,null,null,null,null,null,null,null,null,null,null,null,null,"00","21","21","00","21","21","00","21","21","00","21","21","00","21","21","00","21","21","00","00","00","00","00","00","00","00","00","00","00","00","00","00","00","00","00","00","00","00","00","00","00","00","00","00","00"]
[null,null,null,null,null,null,null,null,null,null,null,null,null,null,null,null,null,null,null,null,null,null,null,null,null,null,null,null,null,null,null,null,null,null,null,null,null,null,null,null,null,null,null,null,null,null,null,null,null,null,null,null,null,null,null,null,null,null,null,null,null,null,null,null,null,null,null,null,null,null,null,null,null,null,null,null,null,null,null,null,null,null,null,null,null,null,null,null,null,null,null,null,null,null,null,"00","21","21","00","21","21","00","00","00","00","21","21","00","21","21","00","21","21","00","00","00","00","00","00","00","00","00","00","00","00","00","00","00","00","00","00","00","00","00","00","00","00","00","00","00"]
[null,null,null,null,null,null,null,null,null,null,null,null,null,null,null,null,null,null,null,null,null,null,null,null,null,null,null,null,null,null,null,null,null,null,null,null,null,null,null,null,null,null,null,null,null,null,null,null,null,null,null,null,null,null,null,null,null,null,null,null,null,null,null,null,null,null,null,null,null,null,null,null,null,null,null,null,null,null,null,null,null,null,null,null,null,null,null,null,null,null,null,null,null,null,null,"00","00","00","00","21","21","00","00","00","00","00","00","00","21","21","00","21","21","00","00","00","00","00","00","00","00","00","00","00","00","00","00","00","00","00","00","00","00","00","00","00","00","00","00","00"]
[null,null,null,null,null,null,null,null,null,null,null,null,null,null,null,null,null,null,null,null,null,null,null,null,null,null,null,null,null,null,null,null,null,null,null,null,null,null,null,null,null,null,null,null,null,null,null,null,null,null,null,null,null,null,null,null,null,null,null,null,null,null,null,null,null,null,null,null,null,null,null,null,null,null,null,null,null,null,null,null,null,null,null,null,null,null,null,null,null,null,null,null,null,null,null,"00","00","00","00","00","00","00","00","00","00","00","00","00","00","00","00","00","00","00","00","00","00","00","00","00","00","00","00","00","00","00","00","00","00","00","00","00","00","00","00","00","00","00","00","00"]
[null,null,null,null,null,null,null,null,null,null,null,null,null,null,null,null,null,null,null,null,null,null,null,null,null,null,null,null,null,null,null,null,null,null,null,null,null,null,null,null,null,null,null,null,null,null,null,null,null,null,null,null,null,null,null,null,null,null,null,null,null,null,null,null,null,null,null,null,null,null,null,null,null,null,null,null,null,null,null,null,null,null,null,null,null,null,null,null,null,null,null,null,null,null,null,"00","00","00","00","00","00","00","00","00","00","00","00","00","00","00","00","00","00","00","00","00","00","00","00","00","00","00","00","00","00","00","00","00","00","00","00","00","00","00","00","00","00","00","00","00"]
[null,null,null,null,null,null,null,null,null,null,null,null,null,null,null,null,null,null,null,null,null,null,null,null,null,null,null,null,null,null,null,null,null,null,null,null,null,null,null,null,null,null,null,null,null,null,null,null,null,null,null,null,null,null,null,null,null,null,null,null,null,null,null,null,null,null,null,null,null,null,null,null,null,null,null,null,null,null,null,null,null,null,null,null,null,null,null,null,null,null,null,null,null,null,null,"00","00","00","00","00","00","00","00","00","00","00","00","00","00","00","00","00","00","00","00","00","00","00","00","00","00","00","00","00","00","00","00","00","00","00","00","00","00","00","00","00","00","00","00","00"]
[null,null,null,null,null,null,null,null,null,null,null,null,null,null,null,null,null,null,null,null,null,null,null,null,null,null,null,null,null,null,null,null,null,null,null,null,null,null,null,null,null,null,null,null,null,null,null,null,null,null,null,null,null,null,null,null,null,null,null,null,null,null,null,null,null,null,null,null,null,null,null,null,null,null,null,null,null,null,null,null,null,null,null,null,null,null,null,null,null,null,null,null,null,null,null,"00","00","00","00","00","00","00","00","00","00","00","00","00","00","00","00","00","00","00","00","00","00","00","00","00","00","00","00","00","00","00","00","00","00","00","00","00","00","00","00","00","00","00","00","00"]
[null,null,null,null,null,null,null,null,null,null,null,null,null,null,null,null,null,null,null,null,null,null,null,null,null,null,null,null,null,null,null,null,null,null,null,null,null,null,null,null,null,null,null,null,null,null,null,null,null,null,null,null,null,null,null,null,null,null,null,null,null,null,null,null,null,null,null,null,null,null,null,null,null,null,null,null,null,null,null,null,null,null,null,null,null,null,null,null,null,null,null,null,null,null,null,"00","00","00","00","00","00","00","00","00","00","00","00","00","00","00","00","00","00","00","00","00","00","00","00","00","00","00","00","00","00","00","00","00","00","00","00","00","00","00","00","00","00","00","00","00"]
[null,null,null,null,null,null,null,null,null,null,null,null,null,null,null,null,null,null,null,null,null,null,null,null,null,null,null,null,null,null,null,null,null,null,null,null,null,null,null,null,null,null,null,null,null,null,null,null,null,null,null,null,null,null,null,null,null,null,null,null,null,null,null,null,null,null,null,null,null,null,null,null,null,null,null,null,null,null,null,null,null,null,null,null,null,null,null,null,null,null,null,null,null,null,null,"00","21","21","00","21","21","00","21","21","00","21","21","00","21","21","00","21","21","00","00","00","00","00","00","00","00","00","00","00","00","00","00","00","00","00","00","00","00","00","00","00","00","00","00","00"]
[null,null,null,null,null,null,null,null,null,null,null,null,null,null,null,null,null,null,null,null,null,null,null,null,null,null,null,null,null,null,null,null,null,null,null,null,null,null,null,null,null,null,null,null,null,null,null,null,null,null,null,null,null,null,null,null,null,null,null,null,null,null,null,null,null,null,null,null,null,null,null,null,null,null,null,null,null,null,null,null,null,null,null,null,null,null,null,null,null,null,null,null,null,null,null,"00","21","21","00","21","21","00","21","21","00","21","21","00","21","21","00","21","21","00","00","00","00","00","00","00","00","00","00","00","00","00","00","00","00","00","00","00","00","00","00","00","00","00","00","00"]
[null,null,null,null,null,null,null,null,null,null,null,null,null,null,null,null,null,null,null,null,null,null,null,null,null,null,null,null,null,null,null,null,null,null,null,null,null,null,null,null,null,null,null,null,null,null,null,null,null,null,null,null,null,null,null,null,null,null,null,null,null,null,null,null,null,null,null,null,null,null,null,null,null,null,null,null,null,null,null,null,null,null,null,null,null,null,null,null,null,null,null,null,null,null,null,"00","21","21","00","21","21","00","21","21","00","21","21","00","21","21","00","21","21","00","00","00","00","00","00","00","00","00","00","00","00","00","00","00","00","00","00","00","00","00","00","00","00","00","00","00"]
[null,null,null,null,null,null,null,null,null,null,null,null,null,null,null,null,null,null,null,null,null,null,null,null,null,null,null,null,null,null,null,null,null,null,null,null,null,null,null,null,null,null,null,null,null,null,null,null,null,null,null,null,null,null,null,null,null,null,null,null,null,null,null,null,null,null,null,null,null,null,null,null,null,null,null,null,null,null,null,null,null,null,null,null,null,null,null,null,null,null,null,null,null,null,null,"00","21","21","00","21","21","00","00","00","00","21","21","00","21","21","00","21","21","00","00","00","00","00","00","00","00","00","00","00","00","00","00","00","00","00","00","00","00","00","00","00","00","00","00","00"]
[null,null,null,null,null,null,null,null,null,null,null,null,null,null,null,null,null,null,null,null,null,null,null,null,null,null,null,null,null,null,null,null,null,null,null,null,null,null,null,null,null,null,null,null,null,null,null,null,null,null,null,null,null,null,null,null,null,null,null,null,null,null,null,null,null,null,null,null,null,null,null,null,null,null,null,null,null,null,null,null,null,null,null,null,null,null,null,null,null,null,null,null,null,null,null,"00","00","00","00","21","21","00","00","00","00","00","00","00","21","21","00","21","21","00","00","00","00","00","00","00","00","00","00","00","00","00","00","00","00","00","00","00","00","00","00","00","00","00","00","00"]
[null,null,null,null,null,null,null,null,null,null,null,null,null,null,null,null,null,null,null,null,null,null,null,null,null,null,null,null,null,null,null,null,null,null,null,null,null,null,null,null,null,null,null,null,null,null,null,null,null,null,null,null,null,null,null,null,null,null,null,null,null,null,null,null,null,null,null,null,null,null,null,null,null,null,null,null,null,null,null,null,null,null,null,null,null,null,null,null,null,null,null,null,null,null,null,"00","00","00","00","00","00","00","00","00","00","00","00","00","00","00","00","00","00","00","00","00","00","00","00","00","00","00","00","00","00","00","00","00","00","00","00","00","00","00","00","00","00","00","00","00"]
[null,null,null,null,null,null,null,null,null,null,null,null,null,null,null,null,null,null,null,null,null,null,null,null,null,null,null,null,null,null,null,null,null,null,null,null,null,null,null,null,null,null,null,null,null,null,null,null,null,null,null,null,null,null,null,null,null,null,null,null,null,null,null,null,null,null,null,null,null,null,null,null,null,null,null,null,null,null,null,null,null,null,null,null,null,null,null,null,null,null,null,null,null,null,null,"00","00","00","00","00","00","00","00","00","00","00","00","00","00","00","00","00","00","00","00","00","00","00","00","00","00","00","00","00","00","00","00","00","00","00","00","00","00","00","00","00","00","00","00","00"]
[null,null,null,null,null,null,null,null,null,null,null,null,null,null,null,null,null,null,null,null,null,null,null,null,null,null,null,null,null,null,null,null,null,null,null,null,null,null,null,null,null,null,null,null,null,null,null,null,null,null,null,null,null,null,null,null,null,null,null,null,null,null,null,null,null,null,null,null,null,null,null,null,null,null,null,null,null,null,null,null,null,null,null,null,null,null,null,null,null,null,null,null,null,null,null,"00","00","00","00","00","00","00","00","00","00","00","00","00","00","00","00","00","00","00","00","00","00","00","00","00","00","00","00","00","00","00","00","00","00","00","00","00","00","00","00","00","00","00","00","00"]
[null,null,null,null,null,null,null,null,null,null,null,null,null,null,null,null,null,null,null,null,null,null,null,null,null,null,null,null,null,null,null,null,null,null,null,null,null,null,null,null,null,null,null,null,null,null,null,null,null,null,null,null,null,null,null,null,null,null,null,null,null,null,null,null,null,null,null,null,null,null,null,null,null,null,null,null,null,null,null,null,null,null,null,null,null,null,null,null,null,null,null,null,null,null,null,"00","00","00","00","00","00","00","00","00","00","00","00","00","00","00","00","00","00","00","00","00","00","00","00","00","00","00","00","00","00","00","00","00","00","00","00","00","00","00","00","00","00","00","00","00"]
[null,null,null,null,null,null,null,null,null,null,null,null,null,null,null,null,null,null,null,null,null,null,null,null,null,null,null,null,null,null,null,null,null,null,null,null,null,null,null,null,null,null,null,null,null,null,null,null,null,null,null,null,null,null,null,null,null,null,null,null,null,null,null,null,null,null,null,null,null,null,null,null,null,null,null,null,null,null,null,null,null,null,null,null,null,null,null,null,null,null,null,null,null,null,null,"00","00","00","00","00","00","00","00","00","00","00","00","00","00","00","00","00","00","00","00","00","00","00","00","00","00","00","00","00","00","00","00","00","00","00","00","00","00","00","00","00","00","00","00","00"]
[null,null,null,null,null,null,null,null,null,null,null,null,null,null,null,null,null,null,null,null,null,null,null,null,null,null,null,null,null,null,null,null,null,null,null,null,null,null,null,null,null,null,null,null,null,null,null,null,null,null,null,null,null,null,null,null,null,null,null,null,null,null,null,null,null,null,null,null,null,null,null,null,null,null,null,null,null,null,null,null,null,null,null,null,null,null,null,null,null,null,null,null,null,null,null,"00","21","21","00","21","21","00","21","21","00","21","21","00","21","21","00","21","21","00","00","00","00","00","00","00","00","00","00","00","00","00","00","00","00","00","00","00","00","00","00","00","00","00","00","00"]
[null,null,null,null,null,null,null,null,null,null,null,null,null,null,null,null,null,null,null,null,null,null,null,null,null,null,null,null,null,null,null,null,null,null,null,null,null,null,null,null,null,null,null,null,null,null,null,null,null,null,null,null,null,null,null,null,null,null,null,null,null,null,null,null,null,null,null,null,null,null,null,null,null,null,null,null,null,null,null,null,null,null,null,null,null,null,null,null,null,null,null,null,null,null,null,"00","21","21","00","21","21","00","21","21","00","21","21","00","21","21","00","21","21","00","00","00","00","00","00","00","00","00","00","00","00","00","00","00","00","00","00","00","00","00","00","00","00","00","00","00"]
[null,null,null,null,null,null,null,null,null,null,null,null,null,null,null,null,null,null,null,null,null,null,null,null,null,null,null,null,null,null,null,null,null,null,null,null,null,null,null,null,null,null,null,null,null,null,null,null,null,null,null,null,null,null,null,null,null,null,null,null,null,null,null,null,null,null,null,null,null,null,null,null,null,null,null,null,null,null,null,null,null,null,null,null,null,null,null,null,null,null,null,null,null,null,null,"00","21","21","00","21","21","00","21","21","00","21","21","00","21","21","00","21","21","00","00","00","00","00","00","00","00","00","00","00","00","00","00","00","00","00","00","00","00","00","00","00","00","00","00","00"]
[null,null,null,null,null,null,null,null,null,null,null,null,null,null,null,null,null,null,null,null,null,null,null,null,null,null,null,null,null,null,null,null,null,null,null,null,null,null,null,null,null,null,null,null,null,null,null,null,null,null,null,null,null,null,null,null,null,null,null,null,null,null,null,null,null,null,null,null,null,null,null,null,null,null,null,null,null,null,null,null,null,null,null,null,null,null,null,null,null,null,null,null,null,null,null,"00","21","21","00","21","21","00","00","00","00","21","21","00","21","21","00","21","21","00","00","00","00","00","00","00","00","00","00","00","00","00","00","00","00","00","00","00","00","00","00","00","00","00","00","00"]
[null,null,null,null,null,null,null,null,null,null,null,null,null,null,null,null,null,null,null,null,null,null,null,null,null,null,null,null,null,null,null,null,null,null,null,null,null,null,null,null,null,null,null,null,null,null,null,null,null,null,null,null,null,null,null,null,null,null,null,null,null,null,null,null,null,null,null,null,null,null,null,null,null,null,null,null,null,null,null,null,null,null,null,null,null,null,null,null,null,null,null,null,null,null,null,"00","00","00","00","21","21","00","00","00","00","00","00","00","21","21","00","21","21","00","00","00","00","00","00","00","00","00","00","00","00","00","00","00","00","00","00","00","00","00","00","00","00","00","00","00"]
[null,null,null,null,null,null,null,null,null,null,null,null,null,null,null,null,null,null,null,null,null,null,null,null,null,null,null,null,null,null,null,null,null,null,null,null,null,null,null,null,null,null,null,null,null,null,null,null,null,null,null,null,null,null,null,null,null,null,null,null,null,null,null,null,null,null,null,null,null,null,null,null,null,null,null,null,null,null,null,null,null,null,null,null,null,null,null,null,null,null,null,null,null,null,null,"00","00","00","00","00","00","00","00","00","00","00","00","00","00","00","00","00","00","00","00","00","00","00","00","00","00","00","00","00","00","00","00","00","00","00","00","00","00","00","00","00","00","00","00","00"]
[null,null,null,null,null,null,null,null,null,null,null,null,null,null,null,null,null,null,null,null,null,null,null,null,null,null,null,null,null,null,null,null,null,null,null,null,null,null,null,null,null,null,null,null,null,null,null,null,null,null,null,null,null,null,null,null,null,null,null,null,null,null,null,null,null,null,null,null,null,null,null,null,null,null,null,null,null,null,null,null,null,null,null,null,null,null,null,null,null,null,null,null,null,null,null,"00","00","00","00","00","00","00","00","00","00","00","00","00","00","00","00","00","00","00","00","00","00","00","00","00","00","00","00","00","00","00","00","00","00","00","00","00","00","00","00","00","00","00","00","00"]
[null,null,null,null,null,null,null,null,null,null,null,null,null,null,null,null,null,null,null,null,null,null,null,null,null,null,null,null,null,null,null,null,null,null,null,null,null,null,null,null,null,null,null,null,null,null,null,null,null,null,null,null,null,null,null,null,null,null,null,null,null,null,null,null,null,null,null,null,null,null,null,null,null,null,null,null,null,null,null,null,null,null,null,null,null,null,null,null,null,null,null,null,null,null,null,"00","00","00","00","00","00","00","00","00","00","00","00","00","00","00","00","00","00","00","00","00","00","00","00","00","00","00","00","00","00","00","00","00","00","00","00","00","00","00","00","00","00","00","00","00"]
[null,null,null,null,null,null,null,null,null,null,null,null,null,null,null,null,null,null,null,null,null,null,null,null,null,null,null,null,null,null,null,null,null,null,null,null,null,null,null,null,null,null,null,null,null,null,null,null,null,null,null,null,null,null,null,null,null,null,null,null,null,null,null,null,null,null,null,null,null,null,null,null,null,null,null,null,null,null,null,null,null,null,null,null,null,null,null,null,null,null,null,null,null,null,null,"00","00","00","00","00","00","00","00","00","00","00","00","00","00","00","00","00","00","00","00","00","00","00","00","00","00","00","00","00","00","00","00","00","00","00","00","00","00","00","00","00","00","00","00","00"]
[null,null,null,null,null,null,null,null,null,null,null,null,null,null,null,null,null,null,null,null,null,null,null,null,null,null,null,null,null,null,null,null,null,null,null,null,null,null,null,null,null,null,null,null,null,null,null,null,null,null,null,null,null,null,null,null,null,null,null,null,null,null,null,null,null,null,null,null,null,null,null,null,null,null,null,null,null,null,null,null,null,null,null,null,null,null,null,null,null,null,null,null,null,null,null,"00","00","00","00","00","00","00","00","00","00","00","00","00","00","00","00","00","00","00","00","00","00","00","00","00","00","00","00","00","00","00","00","00","00","00","00","00","00","00","00","00","00","00","00","00"]
[null,null,null,null,null,null,null,null,null,null,null,null,null,null,null,null,null,null,null,null,null,null,null,null,null,null,null,null,null,null,null,null,null,null,null,null,null,null,null,null,null,null,null,null,null,null,null,null,null,null,null,null,null,null,null,null,null,null,null,null,null,null,null,null,null,null,null,null,null,null,null,null,null,null,null,null,null,null,null,null,null,null,null,null,null,null,null,null,null,null,null,null,null,null,null,"00","21","21","00","21","21","00","21","21","00","21","21","00","21","21","00","21","21","00","00","00","00","00","00","00","00","00","00","00","00","00","00","00","00","00","00","00","00","00","00","00","00","00","00","00"]
[null,null,null,null,null,null,null,null,null,null,null,null,null,null,null,null,null,null,null,null,null,null,null,null,null,null,null,null,null,null,null,null,null,null,null,null,null,null,null,null,null,null,null,null,null,null,null,null,null,null,null,null,null,null,null,null,null,null,null,null,null,null,null,null,null,null,null,null,null,null,null,null,null,null,null,null,null,null,null,null,null,null,null,null,null,null,null,null,null,null,null,null,null,null,null,"00","21","21","00","21","21","00","21","21","00","21","21","00","21","21","00","21","21","00","00","00","00","00","00","00","00","00","00","00","00","00","00","00","00","00","00","00","00","00","00","00","00","00","00","00"]
[null,null,null,null,null,null,null,null,null,null,null,null,null,null,null,null,null,null,null,null,null,null,null,null,null,null,null,null,null,null,null,null,null,null,null,null,null,null,null,null,null,null,null,null,null,null,null,null,null,null,null,null,null,null,null,null,null,null,null,null,null,null,null,null,null,null,null,null,null,null,null,null,null,null,null,null,null,null,null,null,null,null,null,null,null,null,null,null,null,null,null,null,null,null,null,"00","21","21","00","21","21","00","21","21","00","21","21","00","21","21","00","21","21","00","00","00","00","00","00","00","00","00","00","00","00","00","00","00","00","00","00","00","00","00","00","00","00","00","00","00"]
[null,null,null,null,null,null,null,null,null,null,null,null,null,null,null,null,null,null,null,null,null,null,null,null,null,null,null,null,null,null,null,null,null,null,null,null,null,null,null,null,null,null,null,null,null,null,null,null,null,null,null,null,null,null,null,null,null,null,null,null,null,null,null,null,null,null,null,null,null,null,null,null,null,null,null,null,null,null,null,null,null,null,null,null,null,null,null,null,null,null,null,null,null,null,null,"00","21","21","00","21","21","00","00","00","00","21","21","00","21","21","00","21","21","00","00","00","00","00","00","00","00","00","00","00","00","00","00","00","00","00","00","00","00","00","00","00","00","00","00","00"]
[null,null,null,null,null,null,null,null,null,null,null,null,null,null,null,null,null,null,null,null,null,null,null,null,null,null,null,null,null,null,null,null,null,null,null,null,null,null,null,null,null,null,null,null,null,null,null,null,null,null,null,null,null,null,null,null,null,null,null,null,null,null,null,null,null,null,null,null,null,null,null,null,null,null,null,null,null,null,null,null,null,null,null,null,null,null,null,null,null,null,null,null,null,null,null,"00","00","00","00","21","21","00","00","00","00","00","00","00","21","21","00","21","21","00","00","00","00","00","00","00","00","00","00","00","00","00","00","00","00","00","00","00","00","00","00","00","00","00","00","00"]
[null,null,null,null,null,null,null,null,null,null,null,null,null,null,null,null,null,null,null,null,null,null,null,null,null,null,null,null,null,null,null,null,null,null,null,null,null,null,null,null,null,null,null,null,null,null,null,null,null,null,null,null,null,null,null,null,null,null,null,null,null,null,null,null,null,null,null,null,null,null,null,null,null,null,null,null,null,null,null,null,null,null,null,null,null,null,null,null,null,null,null,null,null,null,null,"00","00","00","00","00","00","00","00","00","00","00","00","00","00","00","00","00","00","00","00","00","00","00","00","00","00","00","00","00","00","00","00","00","00","00","00","00","00","00","00","00","00","00","00","00"]
[null,null,null,null,null,null,null,null,null,null,null,null,null,null,null,null,null,null,null,null,null,null,null,null,null,null,null,null,null,null,null,null,null,null,null,null,null,null,null,null,null,null,null,null,null,null,null,null,null,null,null,null,null,null,null,null,null,null,null,null,null,null,null,null,null,null,null,null,null,null,null,null,null,null,null,null,null,null,null,null,null,null,null,null,null,null,null,null,null,null,null,null,null,null,null,"00","00","00","00","00","00","00","00","00","00","00","00","00","00","00","00","00","00","00","00","00","00","00","00","00","00","00","00","00","00","00","00","00","00","00","00","00","00","00","00","00","00","00","00","00"]
[null,null,null,null,null,null,null,null,null,null,null,null,null,null,null,null,null,null,null,null,null,null,null,null,null,null,null,null,null,null,null,null,null,null,null,null,null,null,null,null,null,null,null,null,null,null,null,null,null,null,null,null,null,null,null,null,null,null,null,null,null,null,null,null,null,null,null,null,null,null,null,null,null,null,null,null,null,null,null,null,null,null,null,null,null,null,null,null,null,null,null,null,null,null,null,"00","00","00","00","00","00","00","00","00","00","00","00","00","00","00","00","00","00","00","00","00","00","00","00","00","00","00","00","00","00","00","00","00","00","00","00","00","00","00","00","00","00","00","00","00"]
[null,null,null,null,null,null,null,null,null,null,null,null,null,null,null,null,null,null,null,null,null,null,null,null,null,null,null,null,null,null,null,null,null,null,null,null,null,null,null,null,null,null,null,null,null,null,null,null,null,null,null,null,null,null,null,null,null,null,null,null,null,null,null,null,null,null,null,null,null,null,null,null,null,null,null,null,null,null,null,null,null,null,null,null,null,null,null,null,null,null,null,null,null,null,null,"00","00","00","00","00","00","00","00","00","00","00","00","00","00","00","00","00","00","00","00","00","00","00","00","00","00","00","00","00","00","00","00","00","00","00","00","00","00","00","00","00","00","00","00","00"]
[null,null,null,null,null,null,null,null,null,null,null,null,null,null,null,null,null,null,null,null,null,null,null,null,null,null,null,null,null,null,null,null,null,null,null,null,null,null,null,null,null,null,null,null,null,null,null,null,null,null,null,null,null,null,null,null,null,null,null,null,null,null,null,null,null,null,null,null,null,null,null,null,null,null,null,null,null,null,null,null,null,null,null,null,null,null,null,null,null,null,null,null,null,null,null,"00","00","00","00","00","00","00","00","00","00","00","00","00","00","00","00","00","00","00","00","00","00","00","00","00","00","00","00","00","00","00","00","00","00","00","00","00","00","00","00","00","00","00","00","00"]
[null,null,null,null,null,null,null,null,null,null,null,null,null,null,null,null,null,null,null,null,null,null,null,null,null,null,null,null,null,null,null,null,null,null,null,null,null,null,null,null,null,null,null,null,null,null,null,null,null,null,null,null,null,null,null,null,null,null,null,null,null,null,null,null,null,null,null,null,null,null,null,null,null,null,null,null,null,null,null,null,null,null,null,null,null,null,null,null,null,null,null,null,null,null,null,"00","21","21","00","21","21","00","21","21","00","21","21","00","21","21","00","21","21","00","00","00","00","00","00","00","00","00","00","00","00","00","00","00","00","00","00","00","00","00","00","00","00","00","00","00"]
[null,null,null,null,null,null,null,null,null,null,null,null,null,null,null,null,null,null,null,null,null,null,null,null,null,null,null,null,null,null,null,null,null,null,null,null,null,null,null,null,null,null,null,null,null,null,null,null,null,null,null,null,null,null,null,null,null,null,null,null,null,null,null,null,null,null,null,null,null,null,null,null,null,null,null,null,null,null,null,null,null,null,null,null,null,null,null,null,null,null,null,null,null,null,null,"00","21","21","00","21","21","00","21","21","00","21","21","00","21","21","00","21","21","00","00","00","00","00","00","00","00","00","00","00","00","00","00","00","00","00","00","00","00","00","00","00","00","00","00","00"]
[null,null,null,null,null,null,null,null,null,null,null,null,null,null,null,null,null,null,null,null,null,null,null,null,null,null,null,null,null,null,null,null,null,null,null,null,null,null,null,null,null,null,null,null,null,null,null,null,null,null,null,null,null,null,null,null,null,null,null,null,null,null,null,null,null,null,null,null,null,null,null,null,null,null,null,null,null,null,null,null,null,null,null,null,null,null,null,null,null,null,null,null,null,null,null,"00","21","21","00","21","21","00","21","21","00","21","21","00","21","21","00","21","21","00","00","00","00","00","00","00","00","00","00","00","00","00","00","00","00","00","00","00","00","00","00","00","00","00","00","00"]
[null,null,null,null,null,null,null,null,null,null,null,null,null,null,null,null,null,null,null,null,null,null,null,null,null,null,null,null,null,null,null,null,null,null,null,null,null,null,null,null,null,null,null,null,null,null,null,null,null,null,null,null,null,null,null,null,null,null,null,null,null,null,null,null,null,null,null,null,null,null,null,null,null,null,null,null,null,null,null,null,null,null,null,null,null,null,null,null,null,null,null,null,null,null,null,"00","21","21","00","21","21","00","00","00","00","21","21","00","21","21","00","21","21","00","00","00","00","00","00","00","00","00","00","00","00","00","00","00","00","00","00","00","00","00","00","00","00","00","00","00"]
[null,null,null,null,null,null,null,null,null,null,null,null,null,null,null,null,null,null,null,null,null,null,null,null,null,null,null,null,null,null,null,null,null,null,null,null,null,null,null,null,null,null,null,null,null,null,null,null,null,null,null,null,null,null,null,null,null,null,null,null,null,null,null,null,null,null,null,null,null,null,null,null,null,null,null,null,null,null,null,null,null,null,null,null,null,null,null,null,null,null,null,null,null,null,null,"00","00","00","00","21","21","00","00","00","00","00","00","00","21","21","00","21","21","00","00","00","00","00","00","00","00","00","00","00","00","00","00","00","00","00","00","00","00","00","00","00","00","00","00","00"]
[null,null,null,null,null,null,null,null,null,null,null,null,null,null,null,null,null,null,null,null,null,null,null,null,null,null,null,null,null,null,null,null,null,null,null,null,null,null,null,null,null,null,null,null,null,null,null,null,null,null,null,null,null,null,null,null,null,null,null,null,null,null,null,null,null,null,null,null,null,null,null,null,null,null,null,null,null,null,null,null,null,null,null,null,null,null,null,null,null,null,null,null,null,null,null,"00","00","00","00","00","00","00","00","00","00","00","00","00","00","00","00","00","00","00","00","00","00","00","00","00","00","00","00","00","00","00","00","00","00","00","00","00","00","00","00","00","00","00","00","00"]
[null,null,null,null,null,null,null,null,null,null,null,null,null,null,null,null,null,null,null,null,null,null,null,null,null,null,null,null,null,null,null,null,null,null,null,null,null,null,null,null,null,null,null,null,null,null,null,null,null,null,null,null,null,null,null,null,null,null,null,null,null,null,null,null,null,null,null,null,null,null,null,null,null,null,null,null,null,null,null,null,null,null,null,null,null,null,null,null,null,null,null,null,null,null,null,"00","00","00","00","00","00","00","00","00","00","00","00","00","00","00","00","00","00","00","00","00","00","00","00","00","00","00","00","00","00","00","00","00","00","00","00","00","00","00","00","00","00","00","00","00"]
[null,null,null,null,null,null,null,null,null,null,null,null,null,null,null,null,null,null,null,null,null,null,null,null,null,null,null,null,null,null,null,null,null,null,null,null,null,null,null,null,null,null,null,null,null,null,null,null,null,null,null,null,null,null,null,null,null,null,null,null,null,null,null,null,null,null,null,null,null,null,null,null,null,null,null,null,null,null,null,null,null,null,null,null,null,null,null,null,null,null,null,null,null,null,null,"00","00","00","00","00","00","00","00","00","00","00","00","00","00","00","00","00","00","00","00","00","00","00","00","00","00","00","00","00","00","00","00","00","00","00","00","00","00","00","00","00","00","00","00","00"]
[null,null,null,null,null,null,null,null,null,null,null,null,null,null,null,null,null,null,null,null,null,null,null,null,null,null,null,null,null,null,null,null,null,null,null,null,null,null,null,null,null,null,null,null,null,null,null,null,null,null,null,null,null,null,null,null,null,null,null,null,null,null,null,null,null,null,null,null,null,null,null,null,null,null,null,null,null,null,null,null,null,null,null,null,null,null,null,null,null,null,null,null,null,null,null,"00","00","00","00","00","00","00","00","00","00","00","00","00","00","00","00","00","00","00","00","00","00","00","00","00","00","00","00","00","00","00","00","00","00","00","00","00","00","00","00","00","00","00","00","00"]
[null,null,null,null,null,null,null,null,null,null,null,null,null,null,null,null,null,null,null,null,null,null,null,null,null,null,null,null,null,null,null,null,null,null,null,null,null,null,null,null,null,null,null,null,null,null,null,null,null,null,null,null,null,null,null,null,null,null,null,null,null,null,null,null,null,null,null,null,null,null,null,null,null,null,null,null,null,null,null,null,null,null,null,null,null,null,null,null,null,null,null,null,null,null,null,"00","00","00","00","00","00","00","00","00","00","00","00","00","00","00","00","00","00","00","00","00","00","00","00","00","00","00","00","00","00","00","00","00","00","00","00","00","00","00","00","00","00","00","00","00"]
[null,null,null,null,null,null,null,null,null,null,null,null,null,null,null,null,null,null,null,null,null,null,null,null,null,null,null,null,null,null,null,null,null,null,null,null,null,null,null,null,null,null,null,null,null,null,null,null,null,null,null,null,null,null,null,null,null,null,null,null,null,null,null,null,null,null,null,null,null,null,null,null,null,null,null,null,null,null,null,null,null,null,null,null,null,null,null,null,null,null,null,null,null,null,null,"00","21","21","00","21","21","00","21","21","00","21","21","00","21","21","00","21","21","00","00","00","00","00","00","00","00","00","00","00","00","00","00","00","00","00","00","00","00","00","00","00","00","00","00","00"]
[null,null,null,null,null,null,null,null,null,null,null,null,null,null,null,null,null,null,null,null,null,null,null,null,null,null,null,null,null,null,null,null,null,null,null,null,null,null,null,null,null,null,null,null,null,null,null,null,null,null,null,null,null,null,null,null,null,null,null,null,null,null,null,null,null,null,null,null,null,null,null,null,null,null,null,null,null,null,null,null,null,null,null,null,null,null,null,null,null,null,null,null,null,null,null,"00","21","21","00","21","21","00","21","21","00","21","21","00","21","21","00","21","21","00","00","00","00","00","00","00","00","00","00","00","00","00","00","00","00","00","00","00","00","00","00","00","00","00","00","00"]
[null,null,null,null,null,null,null,null,null,null,null,null,null,null,null,null,null,null,null,null,null,null,null,null,null,null,null,null,null,null,null,null,null,null,null,null,null,null,null,null,null,null,null,null,null,null,null,null,null,null,null,null,null,null,null,null,null,null,null,null,null,null,null,null,null,null,null,null,null,null,null,null,null,null,null,null,null,null,null,null,null,null,null,null,null,null,null,null,null,null,null,null,null,null,null,"00","21","21","00","21","21","00","21","21","00","21","21","00","21","21","00","21","21","00","00","00","00","00","00","00","00","00","00","00","00","00","00","00","00","00","00","00","00","00","00","00","00","00","00","00"]
[null,null,null,null,null,null,null,null,null,null,null,null,null,null,null,null,null,null,null,null,null,null,null,null,null,null,null,null,null,null,null,null,null,null,null,null,null,null,null,null,null,null,null,null,null,null,null,null,null,null,null,null,null,null,null,null,null,null,null,null,null,null,null,null,null,null,null,null,null,null,null,null,null,null,null,null,null,null,null,null,null,null,null,null,null,null,null,null,null,null,null,null,null,null,null,"00","21","21","00","21","21","00","00","00","00","21","21","00","21","21","00","21","21","00","00","00","00","00","00","00","00","00","00","00","00","00","00","00","00","00","00","00","00","00","00","00","00","00","00","00"]
[null,null,null,null,null,null,null,null,null,null,null,null,null,null,null,null,null,null,null,null,null,null,null,null,null,null,null,null,null,null,null,null,null,null,null,null,null,null,null,null,null,null,null,null,null,null,null,null,null,null,null,null,null,null,null,null,null,null,null,null,null,null,null,null,null,null,null,null,null,null,null,null,null,null,null,null,null,null,null,null,null,null,null,null,null,null,null,null,null,null,null,null,null,null,null,"00","00","00","00","21","21","00","00","00","00","00","00","00","21","21","00","21","21","00","00","00","00","00","00","00","00","00","00","00","00","00","00","00","00","00","00","00","00","00","00","00","00","00","00","00"]
[null,null,null,null,null,null,null,null,null,null,null,null,null,null,null,null,null,null,null,null,null,null,null,null,null,null,null,null,null,null,null,null,null,null,null,null,null,null,null,null,null,null,null,null,null,null,null,null,null,null,null,null,null,null,null,null,null,null,null,null,null,null,null,null,null,null,null,null,null,null,null,null,null,null,null,null,null,null,null,null,null,null,null,null,null,null,null,null,null,null,null,null,null,null,null,"00","00","00","00","00","00","00","00","00","00","00","00","00","00","00","00","00","00","00","00","00","00","00","00","00","00","00","00","00","00","00","00","00","00","00","00","00","00","00","00","00","00","00","00","00"]
[null,null,null,null,null,null,null,null,null,null,null,null,null,null,null,null,null,null,null,null,null,null,null,null,null,null,null,null,null,null,null,null,null,null,null,null,null,null,null,null,null,null,null,null,null,null,null,null,null,null,null,null,null,null,null,null,null,null,null,null,null,null,null,null,null,null,null,null,null,null,null,null,null,null,null,null,null,null,null,null,null,null,null,null,null,null,null,null,null,null,null,null,null,null,null,"00","00","00","00","00","00","00","00","00","00","00","00","00","00","00","00","00","00","00","00","00","00","00","00","00","00","00","00","00","00","00","00","00","00","00","00","00","00","00","00","00","00","00","00","00"]
[null,null,null,null,null,null,null,null,null,null,null,null,null,null,null,null,null,null,null,null,null,null,null,null,null,null,null,null,null,null,null,null,null,null,null,null,null,null,null,null,null,null,null,null,null,null,null,null,null,null,null,null,null,null,null,null,null,null,null,null,null,null,null,null,null,null,null,null,null,null,null,null,null,null,null,null,null,null,null,null,null,null,null,null,null,null,null,null,null,null,null,null,null,null,null,"00","00","00","00","00","00","00","00","00","00","00","00","00","00","00","00","00","00","00","00","00","00","00","00","00","00","00","00","00","00","00","00","00","00","00","00","00","00","00","00","00","00","00","00","00"]
[null,null,null,null,null,null,null,null,null,null,null,null,null,null,null,null,null,null,null,null,null,null,null,null,null,null,null,null,null,null,null,null,null,null,null,null,null,null,null,null,null,null,null,null,null,null,null,null,null,null,null,null,null,null,null,null,null,null,null,null,null,null,null,null,null,null,null,null,null,null,null,null,null,null,null,null,null,null,null,null,null,null,null,null,null,null,null,null,null,null,null,null,null,null,null,"00","00","00","00","00","00","00","00","00","00","00","00","00","00","00","00","00","00","00","00","00","00","00","00","00","00","00","00","00","00","00","00","00","00","00","00","00","00","00","00","00","00","00","00","00"]
[null,null,null,null,null,null,null,null,null,null,null,null,null,null,null,null,null,null,null,null,null,null,null,null,null,null,null,null,null,null,null,null,null,null,null,null,null,null,null,null,null,null,null,null,null,null,null,null,null,null,null,null,null,null,null,null,null,null,null,null,null,null,null,null,null,null,null,null,null,null,null,null,null,null,null,null,null,null,null,null,null,null,null,null,null,null,null,null,null,null,null,null,null,null,null,"00","00","00","00","00","00","00","00","00","00","00","00","00","00","00","00","00","00","00","00","00","00","00","00","00","00","00","00","00","00","00","00","00","00","00","00","00","00","00","00","00","00","00","00","00"]
[null,null,null,null,null,null,null,null,null,null,null,null,null,null,null,null,null,null,null,null,null,null,null,null,null,null,null,null,null,null,null,null,null,null,null,null,null,null,null,null,null,null,null,null,null,null,null,null,null,null,null,null,null,null,null,null,null,null,null,null,null,null,null,null,null,null,null,null,null,null,null,null,null,null,null,null,null,null,null,null,null,null,null,null,null,null,null,null,null,null,null,null,null,null,null,"00","21","21","00","21","21","00","21","21","00","21","21","00","21","21","00","21","21","00","00","00","00","00","00","00","00","00","00","00","00","00","00","00","00","00","00","00","00","00","00","00","00","00","00","00"]
[null,null,null,null,null,null,null,null,null,null,null,null,null,null,null,null,null,null,null,null,null,null,null,null,null,null,null,null,null,null,null,null,null,null,null,null,null,null,null,null,null,null,null,null,null,null,null,null,null,null,null,null,null,null,null,null,null,null,null,null,null,null,null,null,null,null,null,null,null,null,null,null,null,null,null,null,null,null,null,null,null,null,null,null,null,null,null,null,null,null,null,null,null,null,null,"00","21","21","00","21","21","00","21","21","00","21","21","00","21","21","00","21","21","00","00","00","00","00","00","00","00","00","00","00","00","00","00","00","00","00","00","00","00","00","00","00","00","00","00","00"]
[null,null,null,null,null,null,null,null,null,null,null,null,null,null,null,null,null,null,null,null,null,null,null,null,null,null,null,null,null,null,null,null,null,null,null,null,null,null,null,null,null,null,null,null,null,null,null,null,null,null,null,null,null,null,null,null,null,null,null,null,null,null,null,null,null,null,null,null,null,null,null,null,null,null,null,null,null,null,null,null,null,null,null,null,null,null,null,null,null,null,null,null,null,null,null,"00","21","21","00","21","21","00","21","21","00","21","21","00","21","21","00","21","21","00","00","00","00","00","00","00","00","00","00","00","00","00","00","00","00","00","00","00","00","00","00","00","00","00","00","00"]
[null,null,null,null,null,null,null,null,null,null,null,null,null,null,null,null,null,null,null,null,null,null,null,null,null,null,null,null,null,null,null,null,null,null,null,null,null,null,null,null,null,null,null,null,null,null,null,null,null,null,null,null,null,null,null,null,null,null,null,null,null,null,null,null,null,null,null,null,null,null,null,null,null,null,null,null,null,null,null,null,null,null,null,null,null,null,null,null,null,null,null,null,null,null,null,"00","21","21","00","21","21","00","00","00","00","21","21","00","21","21","00","21","21","00","00","00","00","00","00","00","00","00","00","00","00","00","00","00","00","00","00","00","00","00","00","00","00","00","00","00"]
[null,null,null,null,null,null,null,null,null,null,null,null,null,null,null,null,null,null,null,null,null,null,null,null,null,null,null,null,null,null,null,null,null,null,null,null,null,null,null,null,null,null,null,null,null,null,null,null,null,null,null,null,null,null,null,null,null,null,null,null,null,null,null,null,null,null,null,null,null,null,null,null,null,null,null,null,null,null,null,null,null,null,null,null,null,null,null,null,null,null,null,null,null,null,null,"00","00","00","00","21","21","00","00","00","00","00","00","00","21","21","00","21","21","00","00","00","00","00","00","00","00","00","00","00","00","00","00","00","00","00","00","00","00","00","00","00","00","00","00","00"]
[null,null,null,null,null,null,null,null,null,null,null,null,null,null,null,null,null,null,null,null,null,null,null,null,null,null,null,null,null,null,null,null,null,null,null,null,null,null,null,null,null,null,null,null,null,null,null,null,null,null,null,null,null,null,null,null,null,null,null,null,null,null,null,null,null,null,null,null,null,null,null,null,null,null,null,null,null,null,null,null,null,null,null,null,null,null,null,null,null,null,null,null,null,null,null,"00","00","00","00","00","00","00","00","00","00","00","00","00","00","00","00","00","00","00","00","00","00","00","00","00","00","00","00","00","00","00","00","00","00","00","00","00","00","00","00","00","00","00","00","00"]
[null,null,null,null,null,null,null,null,null,null,null,null,null,null,null,null,null,null,null,null,null,null,null,null,null,null,null,null,null,null,null,null,null,null,null,null,null,null,null,null,null,null,null,null,null,null,null,null,null,null,null,null,null,null,null,null,null,null,null,null,null,null,null,null,null,null,null,null,null,null,null,null,null,null,null,null,null,null,null,null,null,null,null,null,null,null,null,null,null,null,null,null,null,null,null,"00","00","00","00","00","00","00","00","00","00","00","00","00","00","00","00","00","00","00","00","00","00","00","00","00","00","00","00","00","00","00","00","00","00","00","00","00","00","00","00","00","00","00","00","00"]
[null,null,null,null,null,null,null,null,null,null,null,null,null,null,null,null,null,null,null,null,null,null,null,null,null,null,null,null,null,null,null,null,null,null,null,null,null,null,null,null,null,null,null,null,null,null,null,null,null,null,null,null,null,null,null,null,null,null,null,null,null,null,null,null,null,null,null,null,null,null,null,null,null,null,null,null,null,null,null,null,null,null,null,null,null,null,null,null,null,null,null,null,null,null,null,"00","00","00","00","00","00","00","00","00","00","00","00","00","00","00","00","00","00","00","00","00","00","00","00","00","00","00","00","00","00","00","00","00","00","00","00","00","00","00","00","00","00","00","00","00"]
[null,null,null,null,null,null,null,null,null,null,null,null,null,null,null,null,null,null,null,null,null,null,null,null,null,null,null,null,null,null,null,null,null,null,null,null,null,null,null,null,null,null,null,null,null,null,null,null,null,null,null,null,null,null,null,null,null,null,null,null,null,null,null,null,null,null,null,null,null,null,null,null,null,null,null,null,null,null,null,null,null,null,null,null,null,null,null,null,null,null,null,null,null,null,null,"00","00","00","00","00","00","00","00","00","00","00","00","00","00","00","00","00","00","00","00","00","00","00","00","00","00","00","00","00","00","00","00","00","00","00","00","00","00","00","00","00","00","00","00","00"]
[null,null,null,null,null,null,null,null,null,null,null,null,null,null,null,null,null,null,null,null,null,null,null,null,null,null,null,null,null,null,null,null,null,null,null,null,null,null,null,null,null,null,null,null,null,null,null,null,null,null,null,null,null,null,null,null,null,null,null,null,null,null,null,null,null,null,null,null,null,null,null,null,null,null,null,null,null,null,null,null,null,null,null,null,null,null,null,null,null,null,null,null,null,null,null,"00","00","00","00","00","00","00","00","00","00","00","00","00","00","00","00","00","00","00","00","00","00","00","00","00","00","00","00","00","00","00","00","00","00","00","00","00","00","00","00","00","00","00","00","00"]
[null,null,null,null,null,null,null,null,null,null,null,null,null,null,null,null,null,null,null,null,null,null,null,null,null,null,null,null,null,null,null,null,null,null,null,null,null,null,null,null,null,null,null,null,null,null,null,null,null,null,null,null,null,null,null,null,null,null,null,null,null,null,null,null,null,null,null,null,null,null,null,null,null,null,null,null,null,null,null,null,null,null,null,null,null,null,null,null,null,null,null,null,null,null,null,"00","21","21","00","21","21","00","21","21","00","21","21","00","21","21","00","21","21","00","00","00","00","00","00","00","00","00","00","00","00","00","00","00","00","00","00","00","00","00","00","00","00","00","00","00"]
[null,null,null,null,null,null,null,null,null,null,null,null,null,null,null,null,null,null,null,null,null,null,null,null,null,null,null,null,null,null,null,null,null,null,null,null,null,null,null,null,null,null,null,null,null,null,null,null,null,null,null,null,null,null,null,null,null,null,null,null,null,null,null,null,null,null,null,null,null,null,null,null,null,null,null,null,null,null,null,null,null,null,null,null,null,null,null,null,null,null,null,null,null,null,null,"00","21","21","00","21","21","00","21","21","00","21","21","00","21","21","00","21","21","00","00","00","00","00","00","00","00","00","00","00","00","00","00","00","00","00","00","00","00","00","00","00","00","00","00","00"]
[null,null,null,null,null,null,null,null,null,null,null,null,null,null,null,null,null,null,null,null,null,null,null,null,null,null,null,null,null,null,null,null,null,null,null,null,null,null,null,null,null,null,null,null,null,null,null,null,null,null,null,null,null,null,null,null,null,null,null,null,null,null,null,null,null,null,null,null,null,null,null,null,null,null,null,null,null,null,null,null,null,null,null,null,null,null,null,null,null,null,null,null,null,null,null,"00","21","21","00","21","21","00","21","21","00","21","21","00","21","21","00","21","21","00","00","00","00","00","00","00","00","00","00","00","00","00","00","00","00","00","00","00","00","00","00","00","00","00","00","00"]
[null,null,null,null,null,null,null,null,null,null,null,null,null,null,null,null,null,null,null,null,null,null,null,null,null,null,null,null,null,null,null,null,null,null,null,null,null,null,null,null,null,null,null,null,null,null,null,null,null,null,null,null,null,null,null,null,null,null,null,null,null,null,null,null,null,null,null,null,null,null,null,null,null,null,null,null,null,null,null,null,null,null,null,null,null,null,null,null,null,null,null,null,null,null,null,"00","21","21","00","21","21","00","00","00","00","21","21","00","21","21","00","21","21","00","00","00","00","00","00","00","00","00","00","00","00","00","00","00","00","00","00","00","00","00","00","00","00","00","00","00"]
[null,null,null,null,null,null,null,null,null,null,null,null,null,null,null,null,null,null,null,null,null,null,null,null,null,null,null,null,null,null,null,null,null,null,null,null,null,null,null,null,null,null,null,null,null,null,null,null,null,null,null,null,null,null,null,null,null,null,null,null,null,null,null,null,null,null,null,null,null,null,null,null,null,null,null,null,null,null,null,null,null,null,null,null,null,null,null,null,null,null,null,null,null,null,null,"00","00","00","00","21","21","00","00","00","00","00","00","00","21","21","00","21","21","00","00","00","00","00","00","00","00","00","00","00","00","00","00","00","00","00","00","00","00","00","00","00","00","00","00","00"]
[null,null,null,null,null,null,null,null,null,null,null,null,null,null,null,null,null,null,null,null,null,null,null,null,null,null,null,null,null,null,null,null,null,null,null,null,null,null,null,null,null,null,null,null,null,null,null,null,null,null,null,null,null,null,null,null,null,null,null,null,null,null,null,null,null,null,null,null,null,null,null,null,null,null,null,null,null,null,null,null,null,null,null,null,null,null,null,null,null,null,null,null,null,null,null,"00","00","00","00","00","00","00","00","00","00","00","00","00","00","00","00","00","00","00","00","00","00","00","00","00","00","00","00","00","00","00","00","00","00","00","00","00","00","00","00","00","00","00","00","00"]
[null,null,null,null,null,null,null,null,null,null,null,null,null,null,null,null,null,null,null,null,null,null,null,null,null,null,null,null,null,null,null,null,null,null,null,null,null,null,null,null,null,null,null,null,null,null,null,null,null,null,null,null,null,null,null,null,null,null,null,null,null,null,null,null,null,null,null,null,null,null,null,null,null,null,null,null,null,null,null,null,null,null,null,null,null,null,null,null,null,null,null,null,null,null,null,"00","00","00","00","00","00","00","00","00","00","00","00","00","00","00","00","00","00","00","00","00","00","00","00","00","00","00","00","00","00","00","00","00","00","00","00","00","00","00","00","00","00","00","00","00"]
[null,null,null,null,null,null,null,null,null,null,null,null,null,null,null,null,null,null,null,null,null,null,null,null,null,null,null,null,null,null,null,null,null,null,null,null,null,null,null,null,null,null,null,null,null,null,null,null,null,null,null,null,null,null,null,null,null,null,null,null,null,null,null,null,null,null,null,null,null,null,null,null,null,null,null,null,null,null,null,null,null,null,null,null,null,null,null,null,null,null,null,null,null,null,null,"00","00","00","00","00","00","00","00","00","00","00","00","00","00","00","00","00","00","00","00","00","00","00","00","00","00","00","00","00","00","00","00","00","00","00","00","00","00","00","00","00","00","00","00","00"]
[null,null,null,null,null,null,null,null,null,null,null,null,null,null,null,null,null,null,null,null,null,null,null,null,null,null,null,null,null,null,null,null,null,null,null,null,null,null,null,null,null,null,null,null,null,null,null,null,null,null,null,null,null,null,null,null,null,null,null,null,null,null,null,null,null,null,null,null,null,null,null,null,null,null,null,null,null,null,null,null,null,null,null,null,null,null,null,null,null,null,null,null,null,null,null,"00","00","00","00","00","00","00","00","00","00","00","00","00","00","00","00","00","00","00","00","00","00","00","00","00","00","00","00","00","00","00","00","00","00","00","00","00","00","00","00","00","00","00","00","00"]
[null,null,null,null,null,null,null,null,null,null,null,null,null,null,null,null,null,null,null,null,null,null,null,null,null,null,null,null,null,null,null,null,null,null,null,null,null,null,null,null,null,null,null,null,null,null,null,null,null,null,null,null,null,null,null,null,null,null,null,null,null,null,null,null,null,null,null,null,null,null,null,null,null,null,null,null,null,null,null,null,null,null,null,null,null,null,null,null,null,null,null,null,null,null,null,"00","00","00","00","00","00","00","00","00","00","00","00","00","00","00","00","00","00","00","00","00","00","00","00","00","00","00","00","00","00","00","00","00","00","00","00","00","00","00","00","00","00","00","00","00"]
[null,null,null,null,null,null,null,null,null,null,null,null,null,null,null,null,null,null,null,null,null,null,null,null,null,null,null,null,null,null,null,null,null,null,null,null,null,null,null,null,null,null,null,null,null,null,null,null,null,null,null,null,null,null,null,null,null,null,null,null,null,null,null,null,null,null,null,null,null,null,null,null,null,null,null,null,null,null,null,null,null,null,null,null,null,null,null,null,null,null,null,null,null,null,null,"00","00","00","00","00","00","00","00","00","00","00","00","00","00","00","00","00","00","00","00","00","00","00","00","00","00","00","00","00","00","00","00","00","00","00","00","00","00","00","00","00","00","00","00","00"]
[null,null,null,null,null,null,null,null,null,null,null,null,null,null,null,null,null,null,null,null,null,null,null,null,null,null,null,null,null,null,null,null,null,null,null,null,null,null,null,null,null,null,null,null,null,null,null,null,null,null,null,null,null,null,null,null,null,null,null,null,null,null,null,null,null,null,null,null,null,null,null,null,null,null,null,null,null,null,null,null,null,null,null,null,null,null,null,null,null,null,null,null,null,null,null,"00","00","00","00","00","00","00","00","00","00","00","00","00","00","00","00","00","00","00","00","00","00","00","00","00","00","00","00","00","00","00","00","00","00","00","00","00","00","00","00","00","00","00","00","00"]
[null,null,null,null,null,null,null,null,null,null,null,null,null,null,null,null,null,null,null,null,null,null,null,null,null,null,null,null,null,null,null,null,null,null,null,null,null,null,null,null,null,null,null,null,null,null,null,null,null,null,null,null,null,null,null,null,null,null,null,null,null,null,null,null,null,null,null,null,null,null,null,null,null,null,null,null,null,null,null,null,null,null,null,null,null,null,null,null,null,null,null,null,null,null,null,"00","00","00","00","00","00","00","00","00","00","00","00","00","00","00","00","00","00","00","00","00","00","00","00","00","00","00","00","00","00","00","00","00","00","00","00","00","00","00","00","00","00","00","00","00"]
[null,null,null,null,null,null,null,null,null,null,null,null,null,null,null,null,null,null,null,null,null,null,null,null,null,null,null,null,null,null,null,null,null,null,null,null,null,null,null,null,null,null,null,null,null,null,null,null,null,null,null,null,null,null,null,null,null,null,null,null,null,null,null,null,null,null,null,null,null,null,null,null,null,null,null,null,null,null,null,null,null,null,null,null,null,null,null,null,null,null,null,null,null,null,null,"00","00","00","00","00","00","00","00","00","00","00","00","00","00","00","00","00","00","00","00","00","00","00","00","00","00","00","00","00","00","00","00","00","00","00","00","00","00","00","00","00","00","00","00","00"]
[null,null,null,null,null,null,null,null,null,null,null,null,null,null,null,null,null,null,null,null,null,null,null,null,null,null,null,null,null,null,null,null,null,null,null,null,null,null,null,null,null,null,null,null,null,null,null,null,null,null,null,null,null,null,null,null,null,null,null,null,null,null,null,null,null,null,null,null,null,null,null,null,null,null,null,null,null,null,null,null,null,null,null,null,null,null,null,null,null,null,null,null,null,null,null,"00","00","00","00","00","00","00","00","00","00","00","00","00","00","00","00","00","00","00","00","00","00","00","00","00","00","00","00","00","00","00","00","00","00","00","00","00","00","00","00","00","00","00","00","00"]
[null,null,null,null,null,null,null,null,null,null,null,null,null,null,null,null,null,null,null,null,null,null,null,null,null,null,null,null,null,null,null,null,null,null,null,null,null,null,null,null,null,null,null,null,null,null,null,null,null,null,null,null,null,null,null,null,null,null,null,null,null,null,null,null,null,null,null,null,null,null,null,null,null,null,null,null,null,null,null,null,null,null,null,null,null,null,null,null,null,null,null,null,null,null,null,"00","00","00","00","00","00","00","00","00","00","00","00","00","00","00","00","00","00","00","00","00","00","00","00","00","00","00","00","00","00","00","00","00","00","00","00","00","00","00","00","00","00","00","00","00"]
[null,null,null,null,null,null,null,null,null,null,null,null,null,null,null,null,null,null,null,null,null,null,null,null,null,null,null,null,null,null,null,null,null,null,null,null,null,null,null,null,null,null,null,null,null,null,null,null,null,null,null,null,null,null,null,null,null,null,null,null,null,null,null,null,null,null,null,null,null,null,null,null,null,null,null,null,null,null,null,null,null,null,null,null,null,null,null,null,null,null,null,null,null,null,null,"00","00","00","00","00","00","00","00","00","00","00","00","00","00","00","00","00","00","00","00","00","00","00","00","00","00","00","00","00","00","00","00","00","00","00","00","00","00","00","00","00","00","00","00","00"]
[null,null,null,null,null,null,null,null,null,null,null,null,null,null,null,null,null,null,null,null,null,null,null,null,null,null,null,null,null,null,null,null,null,null,null,null,null,null,null,null,null,null,null,null,null,null,null,null,null,null,null,null,null,null,null,null,null,null,null,null,null,null,null,null,null,null,null,null,null,null,null,null,null,null,null,null,null,null,null,null,null,null,null,null,null,null,null,null,null,null,null,null,null,null,null,"00","00","00","00","00","00","00","00","00","00","00","00","00","00","00","00","00","00","00","00","00","00","00","00","00","00","00","00","00","00","00","00","00","00","00","00","00","00","00","00","00","00","00","00","00"]
[null,null,null,null,null,null,null,null,null,null,null,null,null,null,null,null,null,null,null,null,null,null,null,null,null,null,null,null,null,null,null,null,null,null,null,null,null,null,null,null,null,null,null,null,null,null,null,null,null,null,null,null,null,null,null,null,null,null,null,null,null,null,null,null,null,null,null,null,null,null,null,null,null,null,null,null,null,null,null,null,null,null,null,null,null,null,null,null,null,null,null,null,null,null,null,"00","00","00","00","00","00","00","00","00","00","00","00","00","00","00","00","00","00","00","00","00","00","00","00","00","00","00","00","00","00","00","00","00","00","00","00","00","00","00","00","00","00","00","00","00"]
[null,null,null,null,null,null,null,null,null,null,null,null,null,null,null,null,null,null,null,null,null,null,null,null,null,null,null,null,null,null,null,null,null,null,null,null,null,null,null,null,null,null,null,null,null,null,null,null,null,null,null,null,null,null,null,null,null,null,null,null,null,null,null,null,null,null,null,null,null,null,null,null,null,null,null,null,null,null,null,null,null,null,null,null,null,null,null,null,null,null,null,null,null,null,null,"00","00","00","00","00","00","00","00","00","00","00","00","00","00","00","00","00","00","00","00","00","00","00","00","00","00","00","00","00","00","00","00","00","00","00","00","00","00","00","00","00","00","00","00","00"]
[null,null,null,null,null,null,null,null,null,null,null,null,null,null,null,null,null,null,null,null,null,null,null,null,null,null,null,null,null,null,null,null,null,null,null,null,null,null,null,null,null,null,null,null,null,null,null,null,null,null,null,null,null,null,null,null,null,null,null,null,null,null,null,null,null,null,null,null,null,null,null,null,null,null,null,null,null,null,null,null,null,null,null,null,null,null,null,null,null,null,null,null,null,null,null,"00","00","00","00","00","00","00","00","00","00","00","00","00","00","00","00","00","00","00","00","00","00","00","00","00","00","00","00","00","00","00","00","00","00","00","00","00","00","00","00","00","00","00","00","00"]
[null,null,null,null,null,null,null,null,null,null,null,null,null,null,null,null,null,null,null,null,null,null,null,null,null,null,null,null,null,null,null,null,null,null,null,null,null,null,null,null,null,null,null,null,null,null,null,null,null,null,null,null,null,null,null,null,null,null,null,null,null,null,null,null,null,null,null,null,null,null,null,null,null,null,null,null,null,null,null,null,null,null,null,null,null,null,null,null,null,null,null,null,null,null,null,"00","00","00","00","00","00","00","00","00","00","00","00","00","00","00","00","00","00","00","00","00","00","00","00","00","00","00","00","00","00","00","00","00","00","00","00","00","00","00","00","00","00","00","00","00"]
[null,null,null,null,null,null,null,null,null,null,null,null,null,null,null,null,null,null,null,null,null,null,null,null,null,null,null,null,null,null,null,null,null,null,null,null,null,null,null,null,null,null,null,null,null,null,null,null,null,null,null,null,null,null,null,null,null,null,null,null,null,null,null,null,null,null,null,null,null,null,null,null,null,null,null,null,null,null,null,null,null,null,null,null,null,null,null,null,null,null,null,null,null,null,null,"00","00","00","00","00","00","00","00","00","00","00","00","00","00","00","00","00","00","00","00","00","00","00","00","00","00","00","00","00","00","00","00","00","00","00","00","00","00","00","00","00","00","00","00","00"]
[null,null,null,null,null,null,null,null,null,null,null,null,null,null,null,null,null,null,null,null,null,null,null,null,null,null,null,null,null,null,null,null,null,null,null,null,null,null,null,null,null,null,null,null,null,null,null,null,null,null,null,null,null,null,null,null,null,null,null,null,null,null,null,null,null,null,null,null,null,null,null,null,null,null,null,null,null,null,null,null,null,null,null,null,null,null,null,null,null,null,null,null,null,null,null,"00","00","00","00","00","00","00","00","00","00","00","00","00","00","00","00","00","00","00","00","00","00","00","00","00","00","00","00","00","00","00","00","00","00","00","00","00","00","00","00","00","00","00","00","00"]
[null,null,null,null,null,null,null,null,null,null,null,null,null,null,null,null,null,null,null,null,null,null,null,null,null,null,null,null,null,null,null,null,null,null,null,null,null,null,null,null,null,null,null,null,null,null,null,null,null,null,null,null,null,null,null,null,null,null,null,null,null,null,null,null,null,null,null,null,null,null,null,null,null,null,null,null,null,null,null,null,null,null,null,null,null,null,null,null,null,null,null,null,null,null,null,"00","00","00","00","00","00","00","00","00","00","00","00","00","00","00","00","00","00","00","00","00","00","00","00","00","00","00","00","00","00","00","00","00","00","00","00","00","00","00","00","00","00","00","00","00"]
[null,null,null,null,null,null,null,null,null,null,null,null,null,null,null,null,null,null,null,null,null,null,null,null,null,null,null,null,null,null,null,null,null,null,null,null,null,null,null,null,null,null,null,null,null,null,null,null,null,null,null,null,null,null,null,null,null,null,null,null,null,null,null,null,null,null,null,null,null,null,null,null,null,null,null,null,null,null,null,null,null,null,null,null,null,null,null,null,null,null,null,null,null,null,null,"00","00","00","00","00","00","00","00","00","00","00","00","00","00","00","00","00","00","00","00","00","00","00","00","00","00","00","00","00","00","00","00","00","00","00","00","00","00","00","00","00","00","00","00","00"]
[null,null,null,null,null,null,null,null,null,null,null,null,null,null,null,null,null,null,null,null,null,null,null,null,null,null,null,null,null,null,null,null,null,null,null,null,null,null,null,null,null,null,null,null,null,null,null,null,null,null,null,null,null,null,null,null,null,null,null,null,null,null,null,null,null,null,null,null,null,null,null,null,null,null,null,null,null,null,null,null,null,null,null,null,null,null,null,null,null,null,null,null,null,null,null,"00","00","00","00","00","00","00","00","00","00","00","00","00","00","00","00","00","00","00","00","00","00","00","00","00","00","00","00","00","00","00","00","00","00","00","00","00","00","00","00","00","00","00","00","00"]
[null,null,null,null,null,null,null,null,null,null,null,null,null,null,null,null,null,null,null,null,null,null,null,null,null,null,null,null,null,null,null,null,null,null,null,null,null,null,null,null,null,null,null,null,null,null,null,null,null,null,null,null,null,null,null,null,null,null,null,null,null,null,null,null,null,null,null,null,null,null,null,null,null,null,null,null,null,null,null,null,null,null,null,null,null,null,null,null,null,null,null,null,null,null,null,"00","00","00","00","00","00","00","00","00","00","00","00","00","00","00","00","00","00","00","00","00","00","00","00","00","00","00","00","00","00","00","00","00","00","00","00","00","00","00","00","00","00","00","00","00"]
[null,null,null,null,null,null,null,null,null,null,null,null,null,null,null,null,null,null,null,null,null,null,null,null,null,null,null,null,null,null,null,null,null,null,null,null,null,null,null,null,null,null,null,null,null,null,null,null,null,null,null,null,null,null,null,null,null,null,null,null,null,null,null,null,null,null,null,null,null,null,null,null,null,null,null,null,null,null,null,null,null,null,null,null,null,null,null,null,null,null,null,null,null,null,null,"00","00","00","00","00","00","00","00","00","00","00","00","00","00","00","00","00","00","00","00","00","00","00","00","00","00","00","00","00","00","00","00","00","00","00","00","00","00","00","00","00","00","00","00","00"]
[null,null,null,null,null,null,null,null,null,null,null,null,null,null,null,null,null,null,null,null,null,null,null,null,null,null,null,null,null,null,null,null,null,null,null,null,null,null,null,null,null,null,null,null,null,null,null,null,null,null,null,null,null,null,null,null,null,null,null,null,null,null,null,null,null,null,null,null,null,null,null,null,null,null,null,null,null,null,null,null,null,null,null,null,null,null,null,null,null,null,null,null,null,null,null,"00","00","00","00","00","00","00","00","00","00","00","00","00","00","00","00","00","00","00","00","00","00","00","00","00","00","00","00","00","00","00","00","00","00","00","00","00","00","00","00","00","00","00","00","00"]
[null,null,null,null,null,null,null,null,null,null,null,null,null,null,null,null,null,null,null,null,null,null,null,null,null,null,null,null,null,null,null,null,null,null,null,null,null,null,null,null,null,null,null,null,null,null,null,null,null,null,null,null,null,null,null,null,null,null,null,null,null,null,null,null,null,null,null,null,null,null,null,null,null,null,null,null,null,null,null,null,null,null,null,null,null,null,null,null,null,null,null,null,null,null,null,"00","00","00","00","00","00","00","00","00","00","00","00","00","00","00","00","00","00","00","00","00","00","00","00","00","00","00","00","00","00","00","00","00","00","00","00","00","00","00","00","00","00","00","00","00"]
[null,null,null,null,null,null,null,null,null,null,null,null,null,null,null,null,null,null,null,null,null,null,null,null,null,null,null,null,null,null,null,null,null,null,null,null,null,null,null,null,null,null,null,null,null,null,null,null,null,null,null,null,null,null,null,null,null,null,null,null,null,null,null,null,null,null,null,null,null,null,null,null,null,null,null,null,null,null,null,null,null,null,null,null,null,null,null,null,null,null,null,null,null,null,null,"00","00","00","00","00","00","00","00","00","00","00","00","00","00","00","00","00","00","00","00","00","00","00","00","00","00","00","00","00","00","00","00","00","00","00","00","00","00","00","00","00","00","00","00","00"]
[null,null,null,null,null,null,null,null,null,null,null,null,null,null,null,null,null,null,null,null,null,null,null,null,null,null,null,null,null,null,null,null,null,null,null,null,null,null,null,null,null,null,null,null,null,null,null,null,null,null,null,null,null,null,null,null,null,null,null,null,null,null,null,null,null,null,null,null,null,null,null,null,null,null,null,null,null,null,null,null,null,null,null,null,null,null,null,null,null,null,null,null,null,null,null,"00","00","00","00","00","00","00","00","00","00","00","00","00","00","00","00","00","00","00","00","00","00","00","00","00","00","00","00","00","00","00","00","00","00","00","00","00","00","00","00","00","00","00","00","00"]
[null,null,null,null,null,null,null,null,null,null,null,null,null,null,null,null,null,null,null,null,null,null,null,null,null,null,null,null,null,null,null,null,null,null,null,null,null,null,null,null,null,null,null,null,null,null,null,null,null,null,null,null,null,null,null,null,null,null,null,null,null,null,null,null,null,null,null,null,null,null,null,null,null,null,null,null,null,null,null,null,null,null,null,null,null,null,null,null,null,null,null,null,null,null,null,"00","00","00","00","00","00","00","00","00","00","00","00","00","00","00","00","00","00","00","00","00","00","00","00","00","00","00","00","00","00","00","00","00","00","00","00","00","00","00","00","00","00","00","00","00"]
[null,null,null,null,null,null,null,null,null,null,null,null,null,null,null,null,null,null,null,null,null,null,null,null,null,null,null,null,null,null,null,null,null,null,null,null,null,null,null,null,null,null,null,null,null,null,null,null,null,null,null,null,null,null,null,null,null,null,null,null,null,null,null,null,null,null,null,null,null,null,null,null,null,null,null,null,null,null,null,null,null,null,null,null,null,null,null,null,null,null,null,null,null,null,null,"00","00","00","00","00","00","00","00","00","00","00","00","00","00","00","00","00","00","00","00","00","00","00","00","00","00","00","00","00","00","00","00","00","00","00","00","00","00","00","00","00","00","00","00","00"]
[null,null,null,null,null,null,null,null,null,null,null,null,null,null,null,null,null,null,null,null,null,null,null,null,null,null,null,null,null,null,null,null,null,null,null,null,null,null,null,null,null,null,null,null,null,null,null,null,null,null,null,null,null,null,null,null,null,null,null,null,null,null,null,null,null,null,null,null,null,null,null,null,null,null,null,null,null,null,null,null,null,null,null,null,null,null,null,null,null,null,null,null,null,null,null,"00","00","00","00","00","00","00","00","00","00","00","00","00","00","00","00","00","00","00","00","00","00","00","00","00","00","00","00","00","00","00","00","00","00","00","00","00","00","00","00","00","00","00","00","00"]
[null,null,null,null,null,null,null,null,null,null,null,null,null,null,null,null,null,null,null,null,null,null,null,null,null,null,null,null,null,null,null,null,null,null,null,null,null,null,null,null,null,null,null,null,null,null,null,null,null,null,null,null,null,null,null,null,null,null,null,null,null,null,null,null,null,null,null,null,null,null,null,null,null,null,null,null,null,null,null,null,null,null,null,null,null,null,null,null,null,null,null,null,null,null,null,"00","00","00","00","00","00","00","00","00","00","00","00","00","00","00","00","00","00","00","00","00","00","00","00","00","00","00","00","00","00","00","00","00","00","00","00","00","00","00","00","00","00","00","00","00"]
[null,null,null,null,null,null,null,null,null,null,null,null,null,null,null,null,null,null,null,null,null,null,null,null,null,null,null,null,null,null,null,null,null,null,null,null,null,null,null,null,null,null,null,null,null,null,null,null,null,null,null,null,null,null,null,null,null,null,null,null,null,null,null,null,null,null,null,null,null,null,null,null,null,null,null,null,null,null,null,null,null,null,null,null,null,null,null,null,null,null,null,null,null,null,null,"00","00","00","00","00","00","00","00","00","00","00","00","00","00","00","00","00","00","00","00","00","00","00","00","00","00","00","00","00","00","00","00","00","00","00","00","00","00","00","00","00","00","00","00","00"]
[null,null,null,null,null,null,null,null,null,null,null,null,null,null,null,null,null,null,null,null,null,null,null,null,null,null,null,null,null,null,null,null,null,null,null,null,null,null,null,null,null,null,null,null,null,null,null,null,null,null,null,null,null,null,null,null,null,null,null,null,null,null,null,null,null,null,null,null,null,null,null,null,null,null,null,null,null,null,null,null,null,null,null,null,null,null,null,null,null,null,null,null,null,null,null,"00","00","00","00","00","00","00","00","00","00","00","00","00","00","00","00","00","00","00","00","00","00","00","00","00","00","00","00","00","00","00","00","00","00","00","00","00","00","00","00","00","00","00","00","00"]
[null,null,null,null,null,null,null,null,null,null,null,null,null,null,null,null,null,null,null,null,null,null,null,null,null,null,null,null,null,null,null,null,null,null,null,null,null,null,null,null,null,null,null,null,null,null,null,null,null,null,null,null,null,null,null,null,null,null,null,null,null,null,null,null,null,null,null,null,null,null,null,null,null,null,null,null,null,null,null,null,null,null,null,null,null,null,null,null,null,null,null,null,null,null,null,"00","00","00","00","00","00","00","00","00","00","00","00","00","00","00","00","00","00","00","00","00","00","00","00","00","00","00","00","00","00","00","00","00","00","00","00","00","00","00","00","00","00","00","00","00"]
[null,null,null,null,null,null,null,null,null,null,null,null,null,null,null,null,null,null,null,null,null,null,null,null,null,null,null,null,null,null,null,null,null,null,null,null,null,null,null,null,null,null,null,null,null,null,null,null,null,null,null,null,null,null,null,null,null,null,null,null,null,null,null,null,null,null,null,null,null,null,null,null,null,null,null,null,null,null,null,null,null,null,null,null,null,null,null,null,null,null,null,null,null,null,null,"00","00","00","00","00","00","00","00","00","00","00","00","00","00","00","00","00","00","00","00","00","00","00","00","00","00","00","00","00","00","00","00","00","00","00","00","00","00","00","00","00","00","00","00","00"]
[null,null,null,null,null,null,null,null,null,null,null,null,null,null,null,null,null,null,null,null,null,null,null,null,null,null,null,null,null,null,null,null,null,null,null,null,null,null,null,null,null,null,null,null,null,null,null,null,null,null,null,null,null,null,null,null,null,null,null,null,null,null,null,null,null,null,null,null,null,null,null,null,null,null,null,null,null,null,null,null,null,null,null,null,null,null,null,null,null,null,null,null,null,null,null,"00","00","00","00","00","00","00","00","00","00","00","00","00","00","00","00","00","00","00","00","00","00","00","00","00","00","00","00","00","00","00","00","00","00","00","00","00","00","00","00","00","00","00","00","00"]
[null,null,null,null,null,null,null,null,null,null,null,null,null,null,null,null,null,null,null,null,null,null,null,null,null,null,null,null,null,null,null,null,null,null,null,null,null,null,null,null,null,null,null,null,null,null,null,null,null,null,null,null,null,null,null,null,null,null,null,null,null,null,null,null,null,null,null,null,null,null,null,null,null,null,null,null,null,null,null,null,null,null,null,null,null,null,null,null,null,null,null,null,null,null,null,"00","00","00","00","00","00","00","00","00","00","00","00","00","00","00","00","00","00","00","00","00","00","00","00","00","00","00","00","00","00","00","00","00","00","00","00","00","00","00","00","00","00","00","00","00"]
[null,null,null,null,null,null,null,null,null,null,null,null,null,null,null,null,null,null,null,null,null,null,null,null,null,null,null,null,null,null,null,null,null,null,null,null,null,null,null,null,null,null,null,null,null,null,null,null,null,null,null,null,null,null,null,null,null,null,null,null,null,null,null,null,null,null,null,null,null,null,null,null,null,null,null,null,null,null,null,null,null,null,null,null,null,null,null,null,null,null,null,null,null,null,null,"00","00","00","00","00","00","00","00","00","00","00","00","00","00","00","00","00","00","00","00","00","00","00","00","00","00","00","00","00","00","00","00","00","00","00","00","00","00","00","00","00","00","00","00","00"]
[null,null,null,null,null,null,null,null,null,null,null,null,null,null,null,null,null,null,null,null,null,null,null,null,null,null,null,null,null,null,null,null,null,null,null,null,null,null,null,null,null,null,null,null,null,null,null,null,null,null,null,null,null,null,null,null,null,null,null,null,null,null,null,null,null,null,null,null,null,null,null,null,null,null,null,null,null,null,null,null,null,null,null,null,null,null,null,null,null,null,null,null,null,null,null,"00","00","00","00","00","00","00","00","00","00","00","00","00","00","00","00","00","00","00","00","00","00","00","00","00","00","00","00","00","00","00","00","00","00","00","00","00","00","00","00","00","00","00","00","00"]
[null,null,null,null,null,null,null,null,null,null,null,null,null,null,null,null,null,null,null,null,null,null,null,null,null,null,null,null,null,null,null,null,null,null,null,null,null,null,null,null,null,null,null,null,null,null,null,null,null,null,null,null,null,null,null,null,null,null,null,null,null,null,null,null,null,null,null,null,null,null,null,null,null,null,null,null,null,null,null,null,null,null,null,null,null,null,null,null,null,null,null,null,null,null,null,"00","00","00","00","00","00","00","00","00","00","00","00","00","00","00","00","00","00","00","00","00","00","00","00","00","00","00","00","00","00","00","00","00","00","00","00","00","00","00","00","00","00","00","00","00"]
[null,null,null,null,null,null,null,null,null,null,null,null,null,null,null,null,null,null,null,null,null,null,null,null,null,null,null,null,null,null,null,null,null,null,null,null,null,null,null,null,null,null,null,null,null,null,null,null,null,null,null,null,null,null,null,null,null,null,null,null,null,null,null,null,null,null,null,null,null,null,null,null,null,null,null,null,null,null,null,null,null,null,null,null,null,null,null,null,null,null,null,null,null,null,null,"00","00","00","00","00","00","00","00","00","00","00","00","00","00","00","00","00","00","00","00","00","00","00","00","00","00","00","00","00","00","00","00","00","00","00","00","00","00","00","00","00","00","00","00","00"]
[null,null,null,null,null,null,null,null,null,null,null,null,null,null,null,null,null,null,null,null,null,null,null,null,null,null,null,null,null,null,null,null,null,null,null,null,null,null,null,null,null,null,null,null,null,null,null,null,null,null,null,null,null,null,null,null,null,null,null,null,null,null,null,null,null,null,null,null,null,null,null,null,null,null,null,null,null,null,null,null,null,null,null,null,null,null,null,null,null,null,null,null,null,null,null,"00","00","00","00","00","00","00","00","00","00","00","00","00","00","00","00","00","00","00","00","00","00","00","00","00","00","00","00","00","00","00","00","00","00","00","00","00","00","00","00","00","00","00","00","00"]
[null,null,null,null,null,null,null,null,null,null,null,null,null,null,null,null,null,null,null,null,null,null,null,null,null,null,null,null,null,null,null,null,null,null,null,null,null,null,null,null,null,null,null,null,null,null,null,null,null,null,null,null,null,null,null,null,null,null,null,null,null,null,null,null,null,null,null,null,null,null,null,null,null,null,null,null,null,null,null,null,null,null,null,null,null,null,null,null,null,null,null,null,null,null,null,"00","00","00","00","00","00","00","00","00","00","00","00","00","00","00","00","00","00","00","00","00","00","00","00","00","00","00","00","00","00","00","00","00","00","00","00","00","00","00","00","00","00","00","00","00"]
[null,null,null,null,null,null,null,null,null,null,null,null,null,null,null,null,null,null,null,null,null,null,null,null,null,null,null,null,null,null,null,null,null,null,null,null,null,null,null,null,null,null,null,null,null,null,null,null,null,null,null,null,null,null,null,null,null,null,null,null,null,null,null,null,null,null,null,null,null,null,null,null,null,null,null,null,null,null,null,null,null,null,null,null,null,null,null,null,null,null,null,null,null,null,null,"00","00","00","00","00","00","00","00","00","00","00","00","00","00","00","00","00","00","00","00","00","00","00","00","00","00","00","00","00","00","00","00","00","00","00","00","00","00","00","00","00","00","00","00","00"]
[null,null,null,null,null,null,null,null,null,null,null,null,null,null,null,null,null,null,null,null,null,null,null,null,null,null,null,null,null,null,null,null,null,null,null,null,null,null,null,null,null,null,null,null,null,null,null,null,null,null,null,null,null,null,null,null,null,null,null,null,null,null,null,null,null,null,null,null,null,null,null,null,null,null,null,null,null,null,null,null,null,null,null,null,null,null,null,null,null,null,null,null,null,null,null,"00","00","00","00","00","00","00","00","00","00","00","00","00","00","00","00","00","00","00","00","00","00","00","00","00","00","00","00","00","00","00","00","00","00","00","00","00","00","00","00","00","00","00","00","00"]
[null,null,null,null,null,null,null,null,null,null,null,null,null,null,null,null,null,null,null,null,null,null,null,null,null,null,null,null,null,null,null,null,null,null,null,null,null,null,null,null,null,null,null,null,null,null,null,null,null,null,null,null,null,null,null,null,null,null,null,null,null,null,null,null,null,null,null,null,null,null,null,null,null,null,null,null,null,null,null,null,null,null,null,null,null,null,null,null,null,null,null,null,null,null,null,"00","00","00","00","00","00","00","00","00","00","00","00","00","00","00","00","00","00","00","00","00","00","00","00","00","00","00","00","00","00","00","00","00","00","00","00","00","00","00","00","00","00","00","00","00"]
[null,null,null,null,null,null,null,null,null,null,null,null,null,null,null,null,null,null,null,null,null,null,null,null,null,null,null,null,null,null,null,null,null,null,null,null,null,null,null,null,null,null,null,null,null,null,null,null,null,null,null,null,null,null,null,null,null,null,null,null,null,null,null,null,null,null,null,null,null,null,null,null,null,null,null,null,null,null,null,null,null,null,null,null,null,null,null,null,null,null,null,null,null,null,null,"00","00","00","00","00","00","00","00","00","00","00","00","00","00","00","00","00","00","00","00","00","00","00","00","00","00","00","00","00","00","00","00","00","00","00","00","00","00","00","00","00","00","00","00","00"]
[null,null,null,null,null,null,null,null,null,null,null,null,null,null,null,null,null,null,null,null,null,null,null,null,null,null,null,null,null,null,null,null,null,null,null,null,null,null,null,null,null,null,null,null,null,null,null,null,null,null,null,null,null,null,null,null,null,null,null,null,null,null,null,null,null,null,null,null,null,null,null,null,null,null,null,null,null,null,null,null,null,null,null,null,null,null,null,null,null,null,null,null,null,null,null,"00","00","00","00","00","00","00","00","00","00","00","00","00","00","00","00","00","00","00","00","00","00","00","00","00","00","00","00","00","00","00","00","00","00","00","00","00","00","00","00","00","00","00","00","00"]
[null,null,null,null,null,null,null,null,null,null,null,null,null,null,null,null,null,null,null,null,null,null,null,null,null,null,null,null,null,null,null,null,null,null,null,null,null,null,null,null,null,null,null,null,null,null,null,null,null,null,null,null,null,null,null,null,null,null,null,null,null,null,null,null,null,null,null,null,null,null,null,null,null,null,null,null,null,null,null,null,null,null,null,null,null,null,null,null,null,null,null,null,null,null,null,"00","00","00","00","00","00","00","00","00","00","00","00","00","00","00","00","00","00","00","00","00","00","00","00","00","00","00","00","00","00","00","00","00","00","00","00","00","00","00","00","00","00","00","00","00"]
[null,null,null,null,null,null,null,null,null,null,null,null,null,null,null,null,null,null,null,null,null,null,null,null,null,null,null,null,null,null,null,null,null,null,null,null,null,null,null,null,null,null,null,null,null,null,null,null,null,null,null,null,null,null,null,null,null,null,null,null,null,null,null,null,null,null,null,null,null,null,null,null,null,null,null,null,null,null,null,null,null,null,null,null,null,null,null,null,null,null,null,null,null,null,null,"00","00","00","00","00","00","00","00","00","00","00","00","00","00","00","00","00","00","00","00","00","00","00","00","00","00","00","00","00","00","00","00","00","00","00","00","00","00","00","00","00","00","00","00","00"]
[null,null,null,null,null,null,null,null,null,null,null,null,null,null,null,null,null,null,null,null,null,null,null,null,null,null,null,null,null,null,null,null,null,null,null,null,null,null,null,null,null,null,null,null,null,null,null,null,null,null,null,null,null,null,null,null,null,null,null,null,null,null,null,null,null,null,null,null,null,null,null,null,null,null,null,null,null,null,null,null,null,null,null,null,null,null,null,null,null,null,null,null,null,null,null,"00","00","00","00","00","00","00","00","00","00","00","00","00","00","00","00","00","00","00","00","00","00","00","00","00","00","00","00","00","00","00","00","00","00","00","00","00","00","00","00","00","00","00","00","00"]
[null,null,null,null,null,null,null,null,null,null,null,null,null,null,null,null,null,null,null,null,null,null,null,null,null,null,null,null,null,null,null,null,null,null,null,null,null,null,null,null,null,null,null,null,null,null,null,null,null,null,null,null,null,null,null,null,null,null,null,null,null,null,null,null,null,null,null,null,null,null,null,null,null,null,null,null,null,null,null,null,null,null,null,null,null,null,null,null,null,null,null,null,null,null,null,"00","00","00","00","00","00","00","00","00","00","00","00","00","00","00","00","00","00","00","00","00","00","00","00","00","00","00","00","00","00","00","00","00","00","00","00","00","00","00","00","00","00","00","00","00"]
[null,null,null,null,null,null,null,null,null,null,null,null,null,null,null,null,null,null,null,null,null,null,null,null,null,null,null,null,null,null,null,null,null,null,null,null,null,null,null,null,null,null,null,null,null,null,null,null,null,null,null,null,null,null,null,null,null,null,null,null,null,null,null,null,null,null,null,null,null,null,null,null,null,null,null,null,null,null,null,null,null,null,null,null,null,null,null,null,null,null,null,null,null,null,null,"00","00","00","00","00","00","00","00","00","00","00","00","00","00","00","00","00","00","00","00","00","00","00","00","00","00","00","00","00","00","00","00","00","00","00","00","00","00","00","00","00","00","00","00","00"]
[null,null,null,null,null,null,null,null,null,null,null,null,null,null,null,null,null,null,null,null,null,null,null,null,null,null,null,null,null,null,null,null,null,null,null,null,null,null,null,null,null,null,null,null,null,null,null,null,null,null,null,null,null,null,null,null,null,null,null,null,null,null,null,null,null,null,null,null,null,null,null,null,null,null,null,null,null,null,null,null,null,null,null,null,null,null,null,null,null,null,null,null,null,null,null,"00","00","00","00","00","00","00","00","00","00","00","00","00","00","00","00","00","00","00","00","00","00","00","00","00","00","00","00","00","00","00","00","00","00","00","00","00","00","00","00","00","00","00","00","00"]
[null,null,null,null,null,null,null,null,null,null,null,null,null,null,null,null,null,null,null,null,null,null,null,null,null,null,null,null,null,null,null,null,null,null,null,null,null,null,null,null,null,null,null,null,null,null,null,null,null,null,null,null,null,null,null,null,null,null,null,null,null,null,null,null,null,null,null,null,null,null,null,null,null,null,null,null,null,null,null,null,null,null,null,null,null,null,null,null,null,null,null,null,null,null,null,"00","00","00","00","00","00","00","00","00","00","00","00","00","00","00","00","00","00","00","00","00","00","00","00","00","00","00","00","00","00","00","00","00","00","00","00","00","00","00","00","00","00","00","00","00"]
[null,null,null,null,null,null,null,null,null,null,null,null,null,null,null,null,null,null,null,null,null,null,null,null,null,null,null,null,null,null,null,null,null,null,null,null,null,null,null,null,null,null,null,null,null,null,null,null,null,null,null,null,null,null,null,null,null,null,null,null,null,null,null,null,null,null,null,null,null,null,null,null,null,null,null,null,null,null,null,null,null,null,null,null,null,null,null,null,null,null,null,null,null,null,null,"00","00","00","00","00","00","00","00","00","00","00","00","00","00","00","00","00","00","00","00","00","00","00","00","00","00","00","00","00","00","00","00","00","00","00","00","00","00","00","00","00","00","00","00","00"]
[null,null,null,null,null,null,null,null,null,null,null,null,null,null,null,null,null,null,null,null,null,null,null,null,null,null,null,null,null,null,null,null,null,null,null,null,null,null,null,null,null,null,null,null,null,null,null,null,null,null,null,null,null,null,null,null,null,null,null,null,null,null,null,null,null,null,null,null,null,null,null,null,null,null,null,null,null,null,null,null,null,null,null,null,null,null,null,null,null,null,null,null,null,null,null,"00","00","00","00","00","00","00","00","00","00","00","00","00","00","00","00","00","00","00","00","00","00","00","00","00","00","00","00","00","00","00","00","00","00","00","00","00","00","00","00","00","00","00","00","00"]
[null,null,null,null,null,null,null,null,null,null,null,null,null,null,null,null,null,null,null,null,null,null,null,null,null,null,null,null,null,null,null,null,null,null,null,null,null,null,null,null,null,null,null,null,null,null,null,null,null,null,null,null,null,null,null,null,null,null,null,null,null,null,null,null,null,null,null,null,null,null,null,null,null,null,null,null,null,null,null,null,null,null,null,null,null,null,null,null,null,null,null,null,null,null,null,"00","00","00","00","00","00","00","00","00","00","00","00","00","00","00","00","00","00","00","00","00","00","00","00","00","00","00","00","00","00","00","00","00","00","00","00","00","00","00","00","00","00","00","00","00"]
[null,null,null,null,null,null,null,null,null,null,null,null,null,null,null,null,null,null,null,null,null,null,null,null,null,null,null,null,null,null,null,null,null,null,null,null,null,null,null,null,null,null,null,null,null,null,null,null,null,null,null,null,null,null,null,null,null,null,null,null,null,null,null,null,null,null,null,null,null,null,null,null,null,null,null,null,null,null,null,null,null,null,null,null,null,null,null,null,null,null,null,null,null,null,null,"00","00","00","00","00","00","00","00","00","00","00","00","00","00","00","00","00","00","00","00","00","00","00","00","00","00","00","00","00","00","00","00","00","00","00","00","00","00","00","00","00","00","00","00","00"]
[null,null,null,null,null,null,null,null,null,null,null,null,null,null,null,null,null,null,null,null,null,null,null,null,null,null,null,null,null,null,null,null,null,null,null,null,null,null,null,null,null,null,null,null,null,null,null,null,null,null,null,null,null,null,null,null,null,null,null,null,null,null,null,null,null,null,null,null,null,null,null,null,null,null,null,null,null,null,null,null,null,null,null,null,null,null,null,null,null,null,null,null,null,null,null,"00","00","00","00","00","00","00","00","00","00","00","00","00","00","00","00","00","00","00","00","00","00","00","00","00","00","00","00","00","00","00","00","00","00","00","00","00","00","00","00","00","00","00","00","00"]
[null,null,null,null,null,null,null,null,null,null,null,null,null,null,null,null,null,null,null,null,null,null,null,null,null,null,null,null,null,null,null,null,null,null,null,null,null,null,null,null,null,null,null,null,null,null,null,null,null,null,null,null,null,null,null,null,null,null,null,null,null,null,null,null,null,null,null,null,null,null,null,null,null,null,null,null,null,null,null,null,null,null,null,null,null,null,null,null,null,null,null,null,null,null,null,"00","00","00","00","00","00","00","00","00","00","00","00","00","00","00","00","00","00","00","00","00","00","00","00","00","00","00","00","00","00","00","00","00","00","00","00","00","00","00","00","00","00","00","00","00"]
[null,null,null,null,null,null,null,null,null,null,null,null,null,null,null,null,null,null,null,null,null,null,null,null,null,null,null,null,null,null,null,null,null,null,null,null,null,null,null,null,null,null,null,null,null,null,null,null,null,null,null,null,null,null,null,null,null,null,null,null,null,null,null,null,null,null,null,null,null,null,null,null,null,null,null,null,null,null,null,null,null,null,null,null,null,null,null,null,null,null,null,null,null,null,null,"00","00","00","00","00","00","00","00","00","00","00","00","00","00","00","00","00","00","00","00","00","00","00","00","00","00","00","00","00","00","00","00","00","00","00","00","00","00","00","00","00","00","00","00","00"]
[null,null,null,null,null,null,null,null,null,null,null,null,null,null,null,null,null,null,null,null,null,null,null,null,null,null,null,null,null,null,null,null,null,null,null,null,null,null,null,null,null,null,null,null,null,null,null,null,null,null,null,null,null,null,null,null,null,null,null,null,null,null,null,null,null,null,null,null,null,null,null,null,null,null,null,null,null,null,null,null,null,null,null,null,null,null,null,null,null,null,null,null,null,null,null,"00","00","00","00","00","00","00","00","00","00","00","00","00","00","00","00","00","00","00","00","00","00","00","00","00","00","00","00","00","00","00","00","00","00","00","00","00","00","00","00","00","00","00","00","00"]
[null,null,null,null,null,null,null,null,null,null,null,null,null,null,null,null,null,null,null,null,null,null,null,null,null,null,null,null,null,null,null,null,null,null,null,null,null,null,null,null,null,null,null,null,null,null,null,null,null,null,null,null,null,null,null,null,null,null,null,null,null,null,null,null,null,null,null,null,null,null,null,null,null,null,null,null,null,null,null,null,null,null,null,null,null,null,null,null,null,null,null,null,null,null,null,"00","00","00","00","00","00","00","00","00","00","00","00","00","00","00","00","00","00","00","00","00","00","00","00","00","00","00","00","00","00","00","00","00","00","00","00","00","00","00","00","00","00","00","00","00"]
[null,null,null,null,null,null,null,null,null,null,null,null,null,null,null,null,null,null,null,null,null,null,null,null,null,null,null,null,null,null,null,null,null,null,null,null,null,null,null,null,null,null,null,null,null,null,null,null,null,null,null,null,null,null,null,null,null,null,null,null,null,null,null,null,null,null,null,null,null,null,null,null,null,null,null,null,null,null,null,null,null,null,null,null,null,null,null,null,null,null,null,null,null,null,null,"00","00","00","00","00","00","00","00","00","00","00","00","00","00","00","00","00","00","00","00","00","00","00","00","00","00","00","00","00","00","00","00","00","00","00","00","00","00","00","00","00","00","00","00","00"]
[null,null,null,null,null,null,null,null,null,null,null,null,null,null,null,null,null,null,null,null,null,null,null,null,null,null,null,null,null,null,null,null,null,null,null,null,null,null,null,null,null,null,null,null,null,null,null,null,null,null,null,null,null,null,null,null,null,null,null,null,null,null,null,null,null,null,null,null,null,null,null,null,null,null,null,null,null,null,null,null,null,null,null,null,null,null,null,null,null,null,null,null,null,null,null,"00","00","00","00","00","00","00","00","00","00","00","00","00","00","00","00","00","00","00","00","00","00","00","00","00","00","00","00","00","00","00","00","00","00","00","00","00","00","00","00","00","00","00","00","00"]
[null,null,null,null,null,null,null,null,null,null,null,null,null,null,null,null,null,null,null,null,null,null,null,null,null,null,null,null,null,null,null,null,null,null,null,null,null,null,null,null,null,null,null,null,null,null,null,null,null,null,null,null,null,null,null,null,null,null,null,null,null,null,null,null,null,null,null,null,null,null,null,null,null,null,null,null,null,null,null,null,null,null,null,null,null,null,null,null,null,null,null,null,null,null,null,"00","00","00","00","00","00","00","00","00","00","00","00","00","00","00","00","00","00","00","00","00","00","00","00","00","00","00","00","00","00","00","00","00","00","00","00","00","00","00","00","00","00","00","00","00"]
[null,null,null,null,null,null,null,null,null,null,null,null,null,null,null,null,null,null,null,null,null,null,null,null,null,null,null,null,null,null,null,null,null,null,null,null,null,null,null,null,null,null,null,null,null,null,null,null,null,null,null,null,null,null,null,null,null,null,null,null,null,null,null,null,null,null,null,null,null,null,null,null,null,null,null,null,null,null,null,null,null,null,null,null,null,null,null,null,null,null,null,null,null,null,null,"00","00","00","00","00","00","00","00","00","00","00","00","00","00","00","00","00","00","00","00","00","00","00","00","00","00","00","00","00","00","00","00","00","00","00","00","00","00","00","00","00","00","00","00","00"]
[null,null,null,null,null,null,null,null,null,null,null,null,null,null,null,null,null,null,null,null,null,null,null,null,null,null,null,null,null,null,null,null,null,null,null,null,null,null,null,null,null,null,null,null,null,null,null,null,null,null,null,null,null,null,null,null,null,null,null,null,null,null,null,null,null,null,null,null,null,null,null,null,null,null,null,null,null,null,null,null,null,null,null,null,null,null,null,null,null,null,null,null,null,null,null,"00","00","00","00","00","00","00","00","00","00","00","00","00","00","00","00","00","00","00","00","00","00","00","00","00","00","00","00","00","00","00","00","00","00","00","00","00","00","00","00","00","00","00","00","00"]
[null,null,null,null,null,null,null,null,null,null,null,null,null,null,null,null,null,null,null,null,null,null,null,null,null,null,null,null,null,null,null,null,null,null,null,null,null,null,null,null,null,null,null,null,null,null,null,null,null,null,null,null,null,null,null,null,null,null,null,null,null,null,null,null,null,null,null,null,null,null,null,null,null,null,null,null,null,null,null,null,null,null,null,null,null,null,null,null,null,null,null,null,null,null,null,"00","00","00","00","00","00","00","00","00","00","00","00","00","00","00","00","00","00","00","00","00","00","00","00","00","00","00","00","00","00","00","00","00","00","00","00","00","00","00","00","00","00","00","00","00"]
[null,null,null,null,null,null,null,null,null,null,null,null,null,null,null,null,null,null,null,null,null,null,null,null,null,null,null,null,null,null,null,null,null,null,null,null,null,null,null,null,null,null,null,null,null,null,null,null,null,null,null,null,null,null,null,null,null,null,null,null,null,null,null,null,null,null,null,null,null,null,null,null,null,null,null,null,null,null,null,null,null,null,null,null,null,null,null,null,null,null,null,null,null,null,null,"00","00","00","00","00","00","00","00","00","00","00","00","00","00","00","00","00","00","00","00","00","00","00","00","00","00","00","00","00","00","00","00","00","00","00","00","00","00","00","00","00","00","00","00","00"]
[null,null,null,null,null,null,null,null,null,null,null,null,null,null,null,null,null,null,null,null,null,null,null,null,null,null,null,null,null,null,null,null,null,null,null,null,null,null,null,null,null,null,null,null,null,null,null,null,null,null,null,null,null,null,null,null,null,null,null,null,null,null,null,null,null,null,null,null,null,null,null,null,null,null,null,null,null,null,null,null,null,null,null,null,null,null,null,null,null,null,null,null,null,null,null,"00","00","00","00","00","00","00","00","00","00","00","00","00","00","00","00","00","00","00","00","00","00","00","00","00","00","00","00","00","00","00","00","00","00","00","00","00","00","00","00","00","00","00","00","00"]
[null,null,null,null,null,null,null,null,null,null,null,null,null,null,null,null,null,null,null,null,null,null,null,null,null,null,null,null,null,null,null,null,null,null,null,null,null,null,null,null,null,null,null,null,null,null,null,null,null,null,null,null,null,null,null,null,null,null,null,null,null,null,null,null,null,null,null,null,null,null,null,null,null,null,null,null,null,null,null,null,null,null,null,null,null,null,null,null,null,null,null,null,null,null,null,"00","00","00","00","00","00","00","00","00","00","00","00","00","00","00","00","00","00","00","00","00","00","00","00","00","00","00","00","00","00","00","00","00","00","00","00","00","00","00","00","00","00","00","00","00"]
[null,null,null,null,null,null,null,null,null,null,null,null,null,null,null,null,null,null,null,null,null,null,null,null,null,null,null,null,null,null,null,null,null,null,null,null,null,null,null,null,null,null,null,null,null,null,null,null,null,null,null,null,null,null,null,null,null,null,null,null,null,null,null,null,null,null,null,null,null,null,null,null,null,null,null,null,null,null,null,null,null,null,null,null,null,null,null,null,null,null,null,null,null,null,null,"00","00","00","00","00","00","00","00","00","00","00","00","00","00","00","00","00","00","00","00","00","00","00","00","00","00","00","00","00","00","00","00","00","00","00","00","00","00","00","00","00","00","00","00","00"]
["Renseanlæg","Forbehandling",null,"Land",1,1,105,"1,05","1,05","Sårbar recipient",1,"1,05","< 15.000","1,2","1,1","< 30",1,1,"< 3",1,1,null,null,null,null,null,null,null,null,null,null,null,null,null,null,null,null,null,null,null,null,null,null,null,null,null,null,null,null,null,null,null,null,null,null,null,null,null,null,null,null,null,null,null,null,null,null,null,null,null,null,null,null,null,null,null,null,null,null,null,null,null,null,null,null,null,null,null,null,null,null,null,null,null,null,"00","20","20","00","22","22","00","20","22","00","22","22","00","20","20","00","20","20","00","00","00","00","00","00","00","00","00","00","00","00","00","00","00","00","00","00","00","00","00","00","00","00","00","00","00"]
[null,null,null,"By",1,1,100,1,1,"Normal recipient",1,1,"15.000 - 50.000",1,1,"30 - 150",1,1,"3 - 10",1,1,null,null,null,null,null,null,null,null,null,null,null,null,null,null,null,null,null,null,null,null,null,null,null,null,null,null,null,null,null,null,null,null,null,null,null,null,null,null,null,null,null,null,null,null,null,null,null,null,null,null,null,null,null,null,null,null,null,null,null,null,null,null,null,null,null,null,null,null,null,null,null,null,null,null,"00","20","20","00","20","20","00","20","20","00","20","20","00","20","20","00","20","20","00","00","00","00","00","00","00","00","00","00","00","00","00","00","00","00","00","00","00","00","00","00","00","00","00","00","00"]
[null,null,null,"City","1,3","1,02",95,"0,95","0,95","Robust recipient",1,"0,95","50.000 - 200.000","0,9","0,95","150 - 600",1,1,"10 - 20",1,1,null,null,null,null,null,null,null,null,null,null,null,null,null,null,null,null,null,null,null,null,null,null,null,null,null,null,null,null,null,null,null,null,null,null,null,null,null,null,null,null,null,null,null,null,null,null,null,null,null,null,null,null,null,null,null,null,null,null,null,null,null,null,null,null,null,null,null,null,null,null,null,null,null,null,"00","22","22","00","22","22","00","20","22","00","22","22","00","20","20","00","20","20","00","00","00","00","00","00","00","00","00","00","00","00","00","00","00","00","00","00","00","00","00","00","00","00","00","00","00"]
[null,null,null,"Indre city","1,5","1,05",90,"0,9","0,9",null,null,null,"> 200.000","0,8","0,92","600 - 1000",1,1,"20 - 30",1,1,null,null,null,null,null,null,null,null,null,null,null,null,null,null,null,null,null,null,null,null,null,null,null,null,null,null,null,null,null,null,null,null,null,null,null,null,null,null,null,null,null,null,null,null,null,null,null,null,null,null,null,null,null,null,null,null,null,null,null,null,null,null,null,null,null,null,null,null,null,null,null,null,null,null,"00","22","22","00","22","22","00","00","00","00","22","22","00","20","20","00","20","20","00","00","00","00","00","00","00","00","00","00","00","00","00","00","00","00","00","00","00","00","00","00","00","00","00","00","00"]
[null,null,null,null,null,null,85,"0,85","0,85",null,null,null,null,null,null,"> 1000",1,1,"> 30 ",1,1,null,null,null,null,null,null,null,null,null,null,null,null,null,null,null,null,null,null,null,null,null,null,null,null,null,null,null,null,null,null,null,null,null,null,null,null,null,null,null,null,null,null,null,null,null,null,null,null,null,null,null,null,null,null,null,null,null,null,null,null,null,null,null,null,null,null,null,null,null,null,null,null,null,null,"00","00","00","00","22","22","00","00","00","00","00","00","00","20","20","00","20","20","00","00","00","00","00","00","00","00","00","00","00","00","00","00","00","00","00","00","00","00","00","00","00","00","00","00","00"]
[null,null,null,null,null,null,null,null,null,null,null,null,null,null,null,null,null,null,null,null,null,null,null,null,null,null,null,null,null,null,null,null,null,null,null,null,null,null,null,null,null,null,null,null,null,null,null,null,null,null,null,null,null,null,null,null,null,null,null,null,null,null,null,null,null,null,null,null,null,null,null,null,null,null,null,null,null,null,null,null,null,null,null,null,null,null,null,null,null,null,null,null,null,null,null,"00","00","00","00","00","00","00","00","00","00","00","00","00","00","00","00","00","00","00","00","00","00","00","00","00","00","00","00","00","00","00","00","00","00","00","00","00","00","00","00","00","00","00","00","00"]
[null,null,null,null,null,null,null,null,null,null,null,null,null,null,null,null,null,null,null,null,null,null,null,null,null,null,null,null,null,null,null,null,null,null,null,null,null,null,null,null,null,null,null,null,null,null,null,null,null,null,null,null,null,null,null,null,null,null,null,null,null,null,null,null,null,null,null,null,null,null,null,null,null,null,null,null,null,null,null,null,null,null,null,null,null,null,null,null,null,null,null,null,null,null,null,"00","00","00","00","00","00","00","00","00","00","00","00","00","00","00","00","00","00","00","00","00","00","00","00","00","00","00","00","00","00","00","00","00","00","00","00","00","00","00","00","00","00","00","00","00"]
[null,null,null,null,null,null,null,null,null,null,null,null,null,null,null,null,null,null,null,null,null,null,null,null,null,null,null,null,null,null,null,null,null,null,null,null,null,null,null,null,null,null,null,null,null,null,null,null,null,null,null,null,null,null,null,null,null,null,null,null,null,null,null,null,null,null,null,null,null,null,null,null,null,null,null,null,null,null,null,null,null,null,null,null,null,null,null,null,null,null,null,null,null,null,null,"00","00","00","00","00","00","00","00","00","00","00","00","00","00","00","00","00","00","00","00","00","00","00","00","00","00","00","00","00","00","00","00","00","00","00","00","00","00","00","00","00","00","00","00","00"]
[null,null,null,null,null,null,null,null,null,null,null,null,null,null,null,null,null,null,null,null,null,null,null,null,null,null,null,null,null,null,null,null,null,null,null,null,null,null,null,null,null,null,null,null,null,null,null,null,null,null,null,null,null,null,null,null,null,null,null,null,null,null,null,null,null,null,null,null,null,null,null,null,null,null,null,null,null,null,null,null,null,null,null,null,null,null,null,null,null,null,null,null,null,null,null,"00","00","00","00","00","00","00","00","00","00","00","00","00","00","00","00","00","00","00","00","00","00","00","00","00","00","00","00","00","00","00","00","00","00","00","00","00","00","00","00","00","00","00","00","00"]
[null,null,null,null,null,null,null,null,null,null,null,null,null,null,null,null,null,null,null,null,null,null,null,null,null,null,null,null,null,null,null,null,null,null,null,null,null,null,null,null,null,null,null,null,null,null,null,null,null,null,null,null,null,null,null,null,null,null,null,null,null,null,null,null,null,null,null,null,null,null,null,null,null,null,null,null,null,null,null,null,null,null,null,null,null,null,null,null,null,null,null,null,null,null,null,"00","00","00","00","00","00","00","00","00","00","00","00","00","00","00","00","00","00","00","00","00","00","00","00","00","00","00","00","00","00","00","00","00","00","00","00","00","00","00","00","00","00","00","00","00"]
[null,"Biologisk og kemisk rensning",null,"Land",1,1,105,"1,05","1,05","Sårbar recipient","1,1","1,1","< 15.000","1,2","1,1","< 30",1,1,"< 3",1,1,null,null,null,null,null,null,null,null,null,null,null,null,null,null,null,null,null,null,null,null,null,null,null,null,null,null,null,null,null,null,null,null,null,null,null,null,null,null,null,null,null,null,null,null,null,null,null,null,null,null,null,null,null,null,null,null,null,null,null,null,null,null,null,null,null,null,null,null,null,null,null,null,null,null,"00","20","20","00","22","22","00","22","22","00","22","22","00","20","20","00","20","20","00","00","00","00","00","00","00","00","00","00","00","00","00","00","00","00","00","00","00","00","00","00","00","00","00","00","00"]
[null,null,null,"By",1,1,100,1,1,"Normal recipient",1,1,"15.000 - 50.000",1,1,"30 - 150",1,1,"3 - 10",1,1,null,null,null,null,null,null,null,null,null,null,null,null,null,null,null,null,null,null,null,null,null,null,null,null,null,null,null,null,null,null,null,null,null,null,null,null,null,null,null,null,null,null,null,null,null,null,null,null,null,null,null,null,null,null,null,null,null,null,null,null,null,null,null,null,null,null,null,null,null,null,null,null,null,null,"00","20","20","00","20","20","00","20","20","00","20","20","00","20","20","00","20","20","00","00","00","00","00","00","00","00","00","00","00","00","00","00","00","00","00","00","00","00","00","00","00","00","00","00","00"]
[null,null,null,"City",1.3,1.02,95,"0,95","0,95","Robust recipient",1,"0,95","50.000 - 200.000","0,9","0,95","150 - 600",1,1,"10 - 20",1,1,null,null,null,null,null,null,null,null,null,null,null,null,null,null,null,null,null,null,null,null,null,null,null,null,null,null,null,null,null,null,null,null,null,null,null,null,null,null,null,null,null,null,null,null,null,null,null,null,null,null,null,null,null,null,null,null,null,null,null,null,null,null,null,null,null,null,null,null,null,null,null,null,null,null,"00","22","22","00","22","22","00","20","22","00","22","22","00","20","20","00","20","20","00","00","00","00","00","00","00","00","00","00","00","00","00","00","00","00","00","00","00","00","00","00","00","00","00","00","00"]
[null,null,null,"Indre city",1.5,1.05,90,"0,9","0,9",null,null,null,"> 200.000","0,8","0,92","600 - 1000",1,1,"20 - 30",1,1,null,null,null,null,null,null,null,null,null,null,null,null,null,null,null,null,null,null,null,null,null,null,null,null,null,null,null,null,null,null,null,null,null,null,null,null,null,null,null,null,null,null,null,null,null,null,null,null,null,null,null,null,null,null,null,null,null,null,null,null,null,null,null,null,null,null,null,null,null,null,null,null,null,null,"00","22","22","00","22","22","00","00","00","00","22","22","00","20","20","00","20","20","00","00","00","00","00","00","00","00","00","00","00","00","00","00","00","00","00","00","00","00","00","00","00","00","00","00","00"]
[null,null,null,null,null,null,85,"0,85","0,85",null,null,null,null,null,null,"> 1000",1,1,"> 30 ",1,1,null,null,null,null,null,null,null,null,null,null,null,null,null,null,null,null,null,null,null,null,null,null,null,null,null,null,null,null,null,null,null,null,null,null,null,null,null,null,null,null,null,null,null,null,null,null,null,null,null,null,null,null,null,null,null,null,null,null,null,null,null,null,null,null,null,null,null,null,null,null,null,null,null,null,"00","00","00","00","22","22","00","00","00","00","00","00","00","20","20","00","20","20","00","00","00","00","00","00","00","00","00","00","00","00","00","00","00","00","00","00","00","00","00","00","00","00","00","00","00"]
[null,null,null,null,null,null,null,null,null,null,null,null,null,null,null,null,null,null,null,null,null,null,null,null,null,null,null,null,null,null,null,null,null,null,null,null,null,null,null,null,null,null,null,null,null,null,null,null,null,null,null,null,null,null,null,null,null,null,null,null,null,null,null,null,null,null,null,null,null,null,null,null,null,null,null,null,null,null,null,null,null,null,null,null,null,null,null,null,null,null,null,null,null,null,null,"00","00","00","00","00","00","00","00","00","00","00","00","00","00","00","00","00","00","00","00","00","00","00","00","00","00","00","00","00","00","00","00","00","00","00","00","00","00","00","00","00","00","00","00","00"]
[null,null,null,null,null,null,null,null,null,null,null,null,null,null,null,null,null,null,null,null,null,null,null,null,null,null,null,null,null,null,null,null,null,null,null,null,null,null,null,null,null,null,null,null,null,null,null,null,null,null,null,null,null,null,null,null,null,null,null,null,null,null,null,null,null,null,null,null,null,null,null,null,null,null,null,null,null,null,null,null,null,null,null,null,null,null,null,null,null,null,null,null,null,null,null,"00","00","00","00","00","00","00","00","00","00","00","00","00","00","00","00","00","00","00","00","00","00","00","00","00","00","00","00","00","00","00","00","00","00","00","00","00","00","00","00","00","00","00","00","00"]
[null,null,null,null,null,null,null,null,null,null,null,null,null,null,null,null,null,null,null,null,null,null,null,null,null,null,null,null,null,null,null,null,null,null,null,null,null,null,null,null,null,null,null,null,null,null,null,null,null,null,null,null,null,null,null,null,null,null,null,null,null,null,null,null,null,null,null,null,null,null,null,null,null,null,null,null,null,null,null,null,null,null,null,null,null,null,null,null,null,null,null,null,null,null,null,"00","00","00","00","00","00","00","00","00","00","00","00","00","00","00","00","00","00","00","00","00","00","00","00","00","00","00","00","00","00","00","00","00","00","00","00","00","00","00","00","00","00","00","00","00"]
[null,null,null,null,null,null,null,null,null,null,null,null,null,null,null,null,null,null,null,null,null,null,null,null,null,null,null,null,null,null,null,null,null,null,null,null,null,null,null,null,null,null,null,null,null,null,null,null,null,null,null,null,null,null,null,null,null,null,null,null,null,null,null,null,null,null,null,null,null,null,null,null,null,null,null,null,null,null,null,null,null,null,null,null,null,null,null,null,null,null,null,null,null,null,null,"00","00","00","00","00","00","00","00","00","00","00","00","00","00","00","00","00","00","00","00","00","00","00","00","00","00","00","00","00","00","00","00","00","00","00","00","00","00","00","00","00","00","00","00","00"]
[null,null,null,null,null,null,null,null,null,null,null,null,null,null,null,null,null,null,null,null,null,null,null,null,null,null,null,null,null,null,null,null,null,null,null,null,null,null,null,null,null,null,null,null,null,null,null,null,null,null,null,null,null,null,null,null,null,null,null,null,null,null,null,null,null,null,null,null,null,null,null,null,null,null,null,null,null,null,null,null,null,null,null,null,null,null,null,null,null,null,null,null,null,null,null,"00","00","00","00","00","00","00","00","00","00","00","00","00","00","00","00","00","00","00","00","00","00","00","00","00","00","00","00","00","00","00","00","00","00","00","00","00","00","00","00","00","00","00","00","00"]
[null,"Efterklaring",null,"Land",1,1,105,"1,05","1,05","Sårbar recipient","1,05","1,05","< 15.000","1,2","1,1","< 30",1,1,"< 3",1,1,null,null,null,null,null,null,null,null,null,null,null,null,null,null,null,null,null,null,null,null,null,null,null,null,null,null,null,null,null,null,null,null,null,null,null,null,null,null,null,null,null,null,null,null,null,null,null,null,null,null,null,null,null,null,null,null,null,null,null,null,null,null,null,null,null,null,null,null,null,null,null,null,null,null,"00","20","20","00","22","22","00","22","22","00","22","22","00","20","20","00","20","20","00","00","00","00","00","00","00","00","00","00","00","00","00","00","00","00","00","00","00","00","00","00","00","00","00","00","00"]
[null,null,null,"By",1,1,100,1,1,"Normal recipient",1,1,"15.000 - 50.000",1,1,"30 - 150",1,1,"3 - 10",1,1,null,null,null,null,null,null,null,null,null,null,null,null,null,null,null,null,null,null,null,null,null,null,null,null,null,null,null,null,null,null,null,null,null,null,null,null,null,null,null,null,null,null,null,null,null,null,null,null,null,null,null,null,null,null,null,null,null,null,null,null,null,null,null,null,null,null,null,null,null,null,null,null,null,null,"00","20","20","00","20","20","00","20","20","00","20","20","00","20","20","00","20","20","00","00","00","00","00","00","00","00","00","00","00","00","00","00","00","00","00","00","00","00","00","00","00","00","00","00","00"]
[null,null,null,"City","1,3","1,02",95,"0,95","0,95","Robust recipient","0,95","0,95","50.000 - 200.000","0,9","0,95","150 - 600",1,1,"10 - 20",1,1,null,null,null,null,null,null,null,null,null,null,null,null,null,null,null,null,null,null,null,null,null,null,null,null,null,null,null,null,null,null,null,null,null,null,null,null,null,null,null,null,null,null,null,null,null,null,null,null,null,null,null,null,null,null,null,null,null,null,null,null,null,null,null,null,null,null,null,null,null,null,null,null,null,null,"00","22","22","00","22","22","00","22","22","00","22","22","00","20","20","00","20","20","00","00","00","00","00","00","00","00","00","00","00","00","00","00","00","00","00","00","00","00","00","00","00","00","00","00","00"]
[null,null,null,"Indre city","1,5","1,05",90,"0,9","0,9",null,null,null,"> 200.000","0,8","0,92","600 - 1000",1,1,"20 - 30",1,1,null,null,null,null,null,null,null,null,null,null,null,null,null,null,null,null,null,null,null,null,null,null,null,null,null,null,null,null,null,null,null,null,null,null,null,null,null,null,null,null,null,null,null,null,null,null,null,null,null,null,null,null,null,null,null,null,null,null,null,null,null,null,null,null,null,null,null,null,null,null,null,null,null,null,"00","22","22","00","22","22","00","00","00","00","22","22","00","20","20","00","20","20","00","00","00","00","00","00","00","00","00","00","00","00","00","00","00","00","00","00","00","00","00","00","00","00","00","00","00"]
[null,null,null,null,null,null,85,"0,85","0,85",null,null,null,null,null,null,"> 1000",1,1,"> 30 ",1,1,null,null,null,null,null,null,null,null,null,null,null,null,null,null,null,null,null,null,null,null,null,null,null,null,null,null,null,null,null,null,null,null,null,null,null,null,null,null,null,null,null,null,null,null,null,null,null,null,null,null,null,null,null,null,null,null,null,null,null,null,null,null,null,null,null,null,null,null,null,null,null,null,null,null,"00","00","00","00","22","22","00","00","00","00","00","00","00","20","20","00","20","20","00","00","00","00","00","00","00","00","00","00","00","00","00","00","00","00","00","00","00","00","00","00","00","00","00","00","00"]
[null,null,null,null,null,null,null,null,null,null,null,null,null,null,null,null,null,null,null,null,null,null,null,null,null,null,null,null,null,null,null,null,null,null,null,null,null,null,null,null,null,null,null,null,null,null,null,null,null,null,null,null,null,null,null,null,null,null,null,null,null,null,null,null,null,null,null,null,null,null,null,null,null,null,null,null,null,null,null,null,null,null,null,null,null,null,null,null,null,null,null,null,null,null,null,"00","00","00","00","00","00","00","00","00","00","00","00","00","00","00","00","00","00","00","00","00","00","00","00","00","00","00","00","00","00","00","00","00","00","00","00","00","00","00","00","00","00","00","00","00"]
[null,null,null,null,null,null,null,null,null,null,null,null,null,null,null,null,null,null,null,null,null,null,null,null,null,null,null,null,null,null,null,null,null,null,null,null,null,null,null,null,null,null,null,null,null,null,null,null,null,null,null,null,null,null,null,null,null,null,null,null,null,null,null,null,null,null,null,null,null,null,null,null,null,null,null,null,null,null,null,null,null,null,null,null,null,null,null,null,null,null,null,null,null,null,null,"00","00","00","00","00","00","00","00","00","00","00","00","00","00","00","00","00","00","00","00","00","00","00","00","00","00","00","00","00","00","00","00","00","00","00","00","00","00","00","00","00","00","00","00","00"]
[null,null,null,null,null,null,null,null,null,null,null,null,null,null,null,null,null,null,null,null,null,null,null,null,null,null,null,null,null,null,null,null,null,null,null,null,null,null,null,null,null,null,null,null,null,null,null,null,null,null,null,null,null,null,null,null,null,null,null,null,null,null,null,null,null,null,null,null,null,null,null,null,null,null,null,null,null,null,null,null,null,null,null,null,null,null,null,null,null,null,null,null,null,null,null,"00","00","00","00","00","00","00","00","00","00","00","00","00","00","00","00","00","00","00","00","00","00","00","00","00","00","00","00","00","00","00","00","00","00","00","00","00","00","00","00","00","00","00","00","00"]
[null,null,null,null,null,null,null,null,null,null,null,null,null,null,null,null,null,null,null,null,null,null,null,null,null,null,null,null,null,null,null,null,null,null,null,null,null,null,null,null,null,null,null,null,null,null,null,null,null,null,null,null,null,null,null,null,null,null,null,null,null,null,null,null,null,null,null,null,null,null,null,null,null,null,null,null,null,null,null,null,null,null,null,null,null,null,null,null,null,null,null,null,null,null,null,"00","00","00","00","00","00","00","00","00","00","00","00","00","00","00","00","00","00","00","00","00","00","00","00","00","00","00","00","00","00","00","00","00","00","00","00","00","00","00","00","00","00","00","00","00"]
[null,null,null,null,null,null,null,null,null,null,null,null,null,null,null,null,null,null,null,null,null,null,null,null,null,null,null,null,null,null,null,null,null,null,null,null,null,null,null,null,null,null,null,null,null,null,null,null,null,null,null,null,null,null,null,null,null,null,null,null,null,null,null,null,null,null,null,null,null,null,null,null,null,null,null,null,null,null,null,null,null,null,null,null,null,null,null,null,null,null,null,null,null,null,null,"00","00","00","00","00","00","00","00","00","00","00","00","00","00","00","00","00","00","00","00","00","00","00","00","00","00","00","00","00","00","00","00","00","00","00","00","00","00","00","00","00","00","00","00","00"]
[null,"Efterpolering",null,"Land",1,1,105,"1,05","1,05","Sårbar recipient","1,1","1,05","< 15.000","1,2","1,1","< 30",1,1,"< 3",1,1,null,null,null,null,null,null,null,null,null,null,null,null,null,null,null,null,null,null,null,null,null,null,null,null,null,null,null,null,null,null,null,null,null,null,null,null,null,null,null,null,null,null,null,null,null,null,null,null,null,null,null,null,null,null,null,null,null,null,null,null,null,null,null,null,null,null,null,null,null,null,null,null,null,null,"00","20","20","00","22","22","00","22","22","00","22","22","00","20","20","00","20","20","00","00","00","00","00","00","00","00","00","00","00","00","00","00","00","00","00","00","00","00","00","00","00","00","00","00","00"]
[null,null,null,"By",1,1,100,1,1,"Normal recipient",1,1,"15.000 - 50.000",1,1,"30 - 150",1,1,"3 - 10",1,1,null,null,null,null,null,null,null,null,null,null,null,null,null,null,null,null,null,null,null,null,null,null,null,null,null,null,null,null,null,null,null,null,null,null,null,null,null,null,null,null,null,null,null,null,null,null,null,null,null,null,null,null,null,null,null,null,null,null,null,null,null,null,null,null,null,null,null,null,null,null,null,null,null,null,"00","20","20","00","20","20","00","20","20","00","20","20","00","20","20","00","20","20","00","00","00","00","00","00","00","00","00","00","00","00","00","00","00","00","00","00","00","00","00","00","00","00","00","00","00"]
[null,null,null,"City","1,3","1,02",95,"0,95","0,95","Robust recipient","0,95","0,95","50.000 - 200.000","0,9","0,95","150 - 600",1,1,"10 - 20",1,1,null,null,null,null,null,null,null,null,null,null,null,null,null,null,null,null,null,null,null,null,null,null,null,null,null,null,null,null,null,null,null,null,null,null,null,null,null,null,null,null,null,null,null,null,null,null,null,null,null,null,null,null,null,null,null,null,null,null,null,null,null,null,null,null,null,null,null,null,null,null,null,null,null,null,"00","22","22","00","22","22","00","22","22","00","22","22","00","20","20","00","20","20","00","00","00","00","00","00","00","00","00","00","00","00","00","00","00","00","00","00","00","00","00","00","00","00","00","00","00"]
[null,null,null,"Indre city","1,3","1,05",90,"0,9","0,9",null,null,null,"> 200.000","0,8","0,92","600 - 1000",1,1,"20 - 30",1,1,null,null,null,null,null,null,null,null,null,null,null,null,null,null,null,null,null,null,null,null,null,null,null,null,null,null,null,null,null,null,null,null,null,null,null,null,null,null,null,null,null,null,null,null,null,null,null,null,null,null,null,null,null,null,null,null,null,null,null,null,null,null,null,null,null,null,null,null,null,null,null,null,null,null,"00","22","22","00","22","22","00","00","00","00","22","22","00","20","20","00","20","20","00","00","00","00","00","00","00","00","00","00","00","00","00","00","00","00","00","00","00","00","00","00","00","00","00","00","00"]
[null,null,null,null,null,null,85,"0,85","0,85",null,null,null,null,null,null,"> 1000",1,1,"> 30 ",1,1,null,null,null,null,null,null,null,null,null,null,null,null,null,null,null,null,null,null,null,null,null,null,null,null,null,null,null,null,null,null,null,null,null,null,null,null,null,null,null,null,null,null,null,null,null,null,null,null,null,null,null,null,null,null,null,null,null,null,null,null,null,null,null,null,null,null,null,null,null,null,null,null,null,null,"00","00","00","00","22","22","00","00","00","00","00","00","00","20","20","00","20","20","00","00","00","00","00","00","00","00","00","00","00","00","00","00","00","00","00","00","00","00","00","00","00","00","00","00","00"]
[null,null,null,null,null,null,null,null,null,null,null,null,null,null,null,null,null,null,null,null,null,null,null,null,null,null,null,null,null,null,null,null,null,null,null,null,null,null,null,null,null,null,null,null,null,null,null,null,null,null,null,null,null,null,null,null,null,null,null,null,null,null,null,null,null,null,null,null,null,null,null,null,null,null,null,null,null,null,null,null,null,null,null,null,null,null,null,null,null,null,null,null,null,null,null,"00","00","00","00","00","00","00","00","00","00","00","00","00","00","00","00","00","00","00","00","00","00","00","00","00","00","00","00","00","00","00","00","00","00","00","00","00","00","00","00","00","00","00","00","00"]
[null,null,null,null,null,null,null,null,null,null,null,null,null,null,null,null,null,null,null,null,null,null,null,null,null,null,null,null,null,null,null,null,null,null,null,null,null,null,null,null,null,null,null,null,null,null,null,null,null,null,null,null,null,null,null,null,null,null,null,null,null,null,null,null,null,null,null,null,null,null,null,null,null,null,null,null,null,null,null,null,null,null,null,null,null,null,null,null,null,null,null,null,null,null,null,"00","00","00","00","00","00","00","00","00","00","00","00","00","00","00","00","00","00","00","00","00","00","00","00","00","00","00","00","00","00","00","00","00","00","00","00","00","00","00","00","00","00","00","00","00"]
[null,null,null,null,null,null,null,null,null,null,null,null,null,null,null,null,null,null,null,null,null,null,null,null,null,null,null,null,null,null,null,null,null,null,null,null,null,null,null,null,null,null,null,null,null,null,null,null,null,null,null,null,null,null,null,null,null,null,null,null,null,null,null,null,null,null,null,null,null,null,null,null,null,null,null,null,null,null,null,null,null,null,null,null,null,null,null,null,null,null,null,null,null,null,null,"00","00","00","00","00","00","00","00","00","00","00","00","00","00","00","00","00","00","00","00","00","00","00","00","00","00","00","00","00","00","00","00","00","00","00","00","00","00","00","00","00","00","00","00","00"]
[null,null,null,null,null,null,null,null,null,null,null,null,null,null,null,null,null,null,null,null,null,null,null,null,null,null,null,null,null,null,null,null,null,null,null,null,null,null,null,null,null,null,null,null,null,null,null,null,null,null,null,null,null,null,null,null,null,null,null,null,null,null,null,null,null,null,null,null,null,null,null,null,null,null,null,null,null,null,null,null,null,null,null,null,null,null,null,null,null,null,null,null,null,null,null,"00","00","00","00","00","00","00","00","00","00","00","00","00","00","00","00","00","00","00","00","00","00","00","00","00","00","00","00","00","00","00","00","00","00","00","00","00","00","00","00","00","00","00","00","00"]
[null,null,null,null,null,null,null,null,null,null,null,null,null,null,null,null,null,null,null,null,null,null,null,null,null,null,null,null,null,null,null,null,null,null,null,null,null,null,null,null,null,null,null,null,null,null,null,null,null,null,null,null,null,null,null,null,null,null,null,null,null,null,null,null,null,null,null,null,null,null,null,null,null,null,null,null,null,null,null,null,null,null,null,null,null,null,null,null,null,null,null,null,null,null,null,"00","00","00","00","00","00","00","00","00","00","00","00","00","00","00","00","00","00","00","00","00","00","00","00","00","00","00","00","00","00","00","00","00","00","00","00","00","00","00","00","00","00","00","00","00"]
[null,"Slamhåndtering",null,"Land",1,1,105,"1,05","1,05","Sårbar recipient",1,1,"< 15.000","1,2","1,1","< 30",1,1,"< 3",1,1,null,null,null,null,null,null,null,null,null,null,null,null,null,null,null,null,null,null,null,null,null,null,null,null,null,null,null,null,null,null,null,null,null,null,null,null,null,null,null,null,null,null,null,null,null,null,null,null,null,null,null,null,null,null,null,null,null,null,null,null,null,null,null,null,null,null,null,null,null,null,null,null,null,null,"00","20","20","00","22","22","00","20","20","00","22","22","00","20","20","00","20","20","00","00","00","00","00","00","00","00","00","00","00","00","00","00","00","00","00","00","00","00","00","00","00","00","00","00","00"]
[null,null,null,"By",1,1,100,1,1,"Normal recipient",1,1,"15.000 - 50.000",1,1,"30 - 150",1,1,"3 - 10",1,1,null,null,null,null,null,null,null,null,null,null,null,null,null,null,null,null,null,null,null,null,null,null,null,null,null,null,null,null,null,null,null,null,null,null,null,null,null,null,null,null,null,null,null,null,null,null,null,null,null,null,null,null,null,null,null,null,null,null,null,null,null,null,null,null,null,null,null,null,null,null,null,null,null,null,"00","20","20","00","20","20","00","20","20","00","20","20","00","20","20","00","20","20","00","00","00","00","00","00","00","00","00","00","00","00","00","00","00","00","00","00","00","00","00","00","00","00","00","00","00"]
[null,null,null,"City","1,3","1,02",95,"0,95","0,95","Robust recipient",1,1,"50.000 - 200.000","0,9","0,95","150 - 600",1,1,"10 - 20",1,1,null,null,null,null,null,null,null,null,null,null,null,null,null,null,null,null,null,null,null,null,null,null,null,null,null,null,null,null,null,null,null,null,null,null,null,null,null,null,null,null,null,null,null,null,null,null,null,null,null,null,null,null,null,null,null,null,null,null,null,null,null,null,null,null,null,null,null,null,null,null,null,null,null,null,"00","22","22","00","22","22","00","20","20","00","22","22","00","20","20","00","20","20","00","00","00","00","00","00","00","00","00","00","00","00","00","00","00","00","00","00","00","00","00","00","00","00","00","00","00"]
[null,null,null,"Indre city","1,5","1,05",90,"0,9","0,9",null,null,null,"> 200.000","0,8","0,92","600 - 1000",1,1,"20 - 30",1,1,null,null,null,null,null,null,null,null,null,null,null,null,null,null,null,null,null,null,null,null,null,null,null,null,null,null,null,null,null,null,null,null,null,null,null,null,null,null,null,null,null,null,null,null,null,null,null,null,null,null,null,null,null,null,null,null,null,null,null,null,null,null,null,null,null,null,null,null,null,null,null,null,null,null,"00","22","22","00","22","22","00","00","00","00","22","22","00","20","20","00","20","20","00","00","00","00","00","00","00","00","00","00","00","00","00","00","00","00","00","00","00","00","00","00","00","00","00","00","00"]
[null,null,null,null,null,null,85,"0,85","0,85",null,null,null,null,null,null,"> 1000",1,1,"> 30 ",1,1,null,null,null,null,null,null,null,null,null,null,null,null,null,null,null,null,null,null,null,null,null,null,null,null,null,null,null,null,null,null,null,null,null,null,null,null,null,null,null,null,null,null,null,null,null,null,null,null,null,null,null,null,null,null,null,null,null,null,null,null,null,null,null,null,null,null,null,null,null,null,null,null,null,null,"00","00","00","00","22","22","00","00","00","00","00","00","00","20","20","00","20","20","00","00","00","00","00","00","00","00","00","00","00","00","00","00","00","00","00","00","00","00","00","00","00","00","00","00","00"]
[null,null,null,null,null,null,null,null,null,null,null,null,null,null,null,null,null,null,null,null,null,null,null,null,null,null,null,null,null,null,null,null,null,null,null,null,null,null,null,null,null,null,null,null,null,null,null,null,null,null,null,null,null,null,null,null,null,null,null,null,null,null,null,null,null,null,null,null,null,null,null,null,null,null,null,null,null,null,null,null,null,null,null,null,null,null,null,null,null,null,null,null,null,null,null,"00","00","00","00","00","00","00","00","00","00","00","00","00","00","00","00","00","00","00","00","00","00","00","00","00","00","00","00","00","00","00","00","00","00","00","00","00","00","00","00","00","00","00","00","00"]
[null,null,null,null,null,null,null,null,null,null,null,null,null,null,null,null,null,null,null,null,null,null,null,null,null,null,null,null,null,null,null,null,null,null,null,null,null,null,null,null,null,null,null,null,null,null,null,null,null,null,null,null,null,null,null,null,null,null,null,null,null,null,null,null,null,null,null,null,null,null,null,null,null,null,null,null,null,null,null,null,null,null,null,null,null,null,null,null,null,null,null,null,null,null,null,"00","00","00","00","00","00","00","00","00","00","00","00","00","00","00","00","00","00","00","00","00","00","00","00","00","00","00","00","00","00","00","00","00","00","00","00","00","00","00","00","00","00","00","00","00"]
[null,null,null,null,null,null,null,null,null,null,null,null,null,null,null,null,null,null,null,null,null,null,null,null,null,null,null,null,null,null,null,null,null,null,null,null,null,null,null,null,null,null,null,null,null,null,null,null,null,null,null,null,null,null,null,null,null,null,null,null,null,null,null,null,null,null,null,null,null,null,null,null,null,null,null,null,null,null,null,null,null,null,null,null,null,null,null,null,null,null,null,null,null,null,null,"00","00","00","00","00","00","00","00","00","00","00","00","00","00","00","00","00","00","00","00","00","00","00","00","00","00","00","00","00","00","00","00","00","00","00","00","00","00","00","00","00","00","00","00","00"]
[null,null,null,null,null,null,null,null,null,null,null,null,null,null,null,null,null,null,null,null,null,null,null,null,null,null,null,null,null,null,null,null,null,null,null,null,null,null,null,null,null,null,null,null,null,null,null,null,null,null,null,null,null,null,null,null,null,null,null,null,null,null,null,null,null,null,null,null,null,null,null,null,null,null,null,null,null,null,null,null,null,null,null,null,null,null,null,null,null,null,null,null,null,null,null,"00","00","00","00","00","00","00","00","00","00","00","00","00","00","00","00","00","00","00","00","00","00","00","00","00","00","00","00","00","00","00","00","00","00","00","00","00","00","00","00","00","00","00","00","00"]
[null,null,null,null,null,null,null,null,null,null,null,null,null,null,null,null,null,null,null,null,null,null,null,null,null,null,null,null,null,null,null,null,null,null,null,null,null,null,null,null,null,null,null,null,null,null,null,null,null,null,null,null,null,null,null,null,null,null,null,null,null,null,null,null,null,null,null,null,null,null,null,null,null,null,null,null,null,null,null,null,null,null,null,null,null,null,null,null,null,null,null,null,null,null,null,"00","00","00","00","00","00","00","00","00","00","00","00","00","00","00","00","00","00","00","00","00","00","00","00","00","00","00","00","00","00","00","00","00","00","00","00","00","00","00","00","00","00","00","00","00"]
[null,"Intern transport",null,"Land",1,"0,9",105,"1,05","1,05","Sårbar recipient",1,1,"< 15.000",1,"1,1","< 30",1,1,"< 3",1,"0,85",null,null,null,null,null,null,null,null,null,null,null,null,null,null,null,null,null,null,null,null,null,null,null,null,null,null,null,null,null,null,null,null,null,null,null,null,null,null,null,null,null,null,null,null,null,null,null,null,null,null,null,null,null,null,null,null,null,null,null,null,null,null,null,null,null,null,null,null,null,null,null,null,null,null,"00","20","22","00","22","22","00","20","20","00","20","22","00","20","20","00","20","22","00","00","00","00","00","00","00","00","00","00","00","00","00","00","00","00","00","00","00","00","00","00","00","00","00","00","00"]
[null,null,null,"By",1,"0,95",100,1,1,"Normal recipient",1,1,"15.000 - 50.000",1,1,"30 - 150",1,1,"3 - 10",1,1,null,null,null,null,null,null,null,null,null,null,null,null,null,null,null,null,null,null,null,null,null,null,null,null,null,null,null,null,null,null,null,null,null,null,null,null,null,null,null,null,null,null,null,null,null,null,null,null,null,null,null,null,null,null,null,null,null,null,null,null,null,null,null,null,null,null,null,null,null,null,null,null,null,null,"00","20","22","00","20","20","00","20","20","00","20","20","00","20","20","00","20","20","00","00","00","00","00","00","00","00","00","00","00","00","00","00","00","00","00","00","00","00","00","00","00","00","00","00","00"]
[null,null,null,"City","1,1",1,95,"0,95","0,95","Robust recipient",1,1,"50.000 - 200.000",1,"0,95","150 - 600",1,1,"10 - 20",1,"1,2",null,null,null,null,null,null,null,null,null,null,null,null,null,null,null,null,null,null,null,null,null,null,null,null,null,null,null,null,null,null,null,null,null,null,null,null,null,null,null,null,null,null,null,null,null,null,null,null,null,null,null,null,null,null,null,null,null,null,null,null,null,null,null,null,null,null,null,null,null,null,null,null,null,null,"00","22","20","00","22","22","00","20","20","00","20","22","00","20","20","00","20","22","00","00","00","00","00","00","00","00","00","00","00","00","00","00","00","00","00","00","00","00","00","00","00","00","00","00","00"]
[null,null,null,"Indre city","1,1","1,1",90,"0,9","0,9",null,null,null,"> 200.000",1,"0,92","600 - 1000",1,1,"20 - 30",1,"1,4",null,null,null,null,null,null,null,null,null,null,null,null,null,null,null,null,null,null,null,null,null,null,null,null,null,null,null,null,null,null,null,null,null,null,null,null,null,null,null,null,null,null,null,null,null,null,null,null,null,null,null,null,null,null,null,null,null,null,null,null,null,null,null,null,null,null,null,null,null,null,null,null,null,null,"00","22","22","00","22","22","00","00","00","00","20","22","00","20","20","00","20","22","00","00","00","00","00","00","00","00","00","00","00","00","00","00","00","00","00","00","00","00","00","00","00","00","00","00","00"]
[null,null,null,null,null,null,85,"0,85","0,85",null,null,null,null,null,null,"> 1000",1,1,"> 30 ",1,"1,5",null,null,null,null,null,null,null,null,null,null,null,null,null,null,null,null,null,null,null,null,null,null,null,null,null,null,null,null,null,null,null,null,null,null,null,null,null,null,null,null,null,null,null,null,null,null,null,null,null,null,null,null,null,null,null,null,null,null,null,null,null,null,null,null,null,null,null,null,null,null,null,null,null,null,"00","00","00","00","22","22","00","00","00","00","00","00","00","20","20","00","20","22","00","00","00","00","00","00","00","00","00","00","00","00","00","00","00","00","00","00","00","00","00","00","00","00","00","00","00"]
[null,null,null,null,null,null,null,null,null,null,null,null,null,null,null,null,null,null,null,null,null,null,null,null,null,null,null,null,null,null,null,null,null,null,null,null,null,null,null,null,null,null,null,null,null,null,null,null,null,null,null,null,null,null,null,null,null,null,null,null,null,null,null,null,null,null,null,null,null,null,null,null,null,null,null,null,null,null,null,null,null,null,null,null,null,null,null,null,null,null,null,null,null,null,null,"00","00","00","00","00","00","00","00","00","00","00","00","00","00","00","00","00","00","00","00","00","00","00","00","00","00","00","00","00","00","00","00","00","00","00","00","00","00","00","00","00","00","00","00","00"]
[null,null,null,null,null,null,null,null,null,null,null,null,null,null,null,null,null,null,null,null,null,null,null,null,null,null,null,null,null,null,null,null,null,null,null,null,null,null,null,null,null,null,null,null,null,null,null,null,null,null,null,null,null,null,null,null,null,null,null,null,null,null,null,null,null,null,null,null,null,null,null,null,null,null,null,null,null,null,null,null,null,null,null,null,null,null,null,null,null,null,null,null,null,null,null,"00","00","00","00","00","00","00","00","00","00","00","00","00","00","00","00","00","00","00","00","00","00","00","00","00","00","00","00","00","00","00","00","00","00","00","00","00","00","00","00","00","00","00","00","00"]
[null,null,null,null,null,null,null,null,null,null,null,null,null,null,null,null,null,null,null,null,null,null,null,null,null,null,null,null,null,null,null,null,null,null,null,null,null,null,null,null,null,null,null,null,null,null,null,null,null,null,null,null,null,null,null,null,null,null,null,null,null,null,null,null,null,null,null,null,null,null,null,null,null,null,null,null,null,null,null,null,null,null,null,null,null,null,null,null,null,null,null,null,null,null,null,"00","00","00","00","00","00","00","00","00","00","00","00","00","00","00","00","00","00","00","00","00","00","00","00","00","00","00","00","00","00","00","00","00","00","00","00","00","00","00","00","00","00","00","00","00"]
[null,null,null,null,null,null,null,null,null,null,null,null,null,null,null,null,null,null,null,null,null,null,null,null,null,null,null,null,null,null,null,null,null,null,null,null,null,null,null,null,null,null,null,null,null,null,null,null,null,null,null,null,null,null,null,null,null,null,null,null,null,null,null,null,null,null,null,null,null,null,null,null,null,null,null,null,null,null,null,null,null,null,null,null,null,null,null,null,null,null,null,null,null,null,null,"00","00","00","00","00","00","00","00","00","00","00","00","00","00","00","00","00","00","00","00","00","00","00","00","00","00","00","00","00","00","00","00","00","00","00","00","00","00","00","00","00","00","00","00","00"]
[null,null,null,null,null,null,null,null,null,null,null,null,null,null,null,null,null,null,null,null,null,null,null,null,null,null,null,null,null,null,null,null,null,null,null,null,null,null,null,null,null,null,null,null,null,null,null,null,null,null,null,null,null,null,null,null,null,null,null,null,null,null,null,null,null,null,null,null,null,null,null,null,null,null,null,null,null,null,null,null,null,null,null,null,null,null,null,null,null,null,null,null,null,null,null,"00","00","00","00","00","00","00","00","00","00","00","00","00","00","00","00","00","00","00","00","00","00","00","00","00","00","00","00","00","00","00","00","00","00","00","00","00","00","00","00","00","00","00","00","00"]
[null,"Avanceret spildevandsrensning",null,"Land",1,1,105,"1,05","1,05","Sårbar recipient","1,1","1,1","< 15.000","1,2","1,1","< 30",1,1,"< 3",1,1,null,null,null,null,null,null,null,null,null,null,null,null,null,null,null,null,null,null,null,null,null,null,null,null,null,null,null,null,null,null,null,null,null,null,null,null,null,null,null,null,null,null,null,null,null,null,null,null,null,null,null,null,null,null,null,null,null,null,null,null,null,null,null,null,null,null,null,null,null,null,null,null,null,null,"00","20","20","00","22","22","00","22","22","00","22","22","00","20","20","00","20","20","00","00","00","00","00","00","00","00","00","00","00","00","00","00","00","00","00","00","00","00","00","00","00","00","00","00","00"]
[null,null,null,"By",1,1,100,1,1,"Normal recipient",1,1,"15.000 - 50.000",1,1,"30 - 150",1,1,"3 - 10",1,1,null,null,null,null,null,null,null,null,null,null,null,null,null,null,null,null,null,null,null,null,null,null,null,null,null,null,null,null,null,null,null,null,null,null,null,null,null,null,null,null,null,null,null,null,null,null,null,null,null,null,null,null,null,null,null,null,null,null,null,null,null,null,null,null,null,null,null,null,null,null,null,null,null,null,"00","20","20","00","20","20","00","20","20","00","20","20","00","20","20","00","20","20","00","00","00","00","00","00","00","00","00","00","00","00","00","00","00","00","00","00","00","00","00","00","00","00","00","00","00"]
[null,null,null,"City","1,3","1,02",95,"0,95","0,95","Robust recipient",1,"0,95","50.000 - 200.000","0,9","0,95","150 - 600",1,1,"10 - 20",1,1,null,null,null,null,null,null,null,null,null,null,null,null,null,null,null,null,null,null,null,null,null,null,null,null,null,null,null,null,null,null,null,null,null,null,null,null,null,null,null,null,null,null,null,null,null,null,null,null,null,null,null,null,null,null,null,null,null,null,null,null,null,null,null,null,null,null,null,null,null,null,null,null,null,null,"00","22","22","00","22","22","00","20","22","00","22","22","00","20","20","00","20","20","00","00","00","00","00","00","00","00","00","00","00","00","00","00","00","00","00","00","00","00","00","00","00","00","00","00","00"]
[null,null,null,"Indre city","1,3","1,05",90,"0,9","0,9",null,null,null,"> 200.000","0,8","0,92","600 - 1000",1,1,"20 - 30",1,1,null,null,null,null,null,null,null,null,null,null,null,null,null,null,null,null,null,null,null,null,null,null,null,null,null,null,null,null,null,null,null,null,null,null,null,null,null,null,null,null,null,null,null,null,null,null,null,null,null,null,null,null,null,null,null,null,null,null,null,null,null,null,null,null,null,null,null,null,null,null,null,null,null,null,"00","22","22","00","22","22","00","00","00","00","22","22","00","20","20","00","20","20","00","00","00","00","00","00","00","00","00","00","00","00","00","00","00","00","00","00","00","00","00","00","00","00","00","00","00"]
[null,null,null,null,null,null,85,"0,85","0,85",null,null,null,null,null,null,"> 1000",1,1,"> 30 ",1,1,null,null,null,null,null,null,null,null,null,null,null,null,null,null,null,null,null,null,null,null,null,null,null,null,null,null,null,null,null,null,null,null,null,null,null,null,null,null,null,null,null,null,null,null,null,null,null,null,null,null,null,null,null,null,null,null,null,null,null,null,null,null,null,null,null,null,null,null,null,null,null,null,null,null,"00","00","00","00","22","22","00","00","00","00","00","00","00","20","20","00","20","20","00","00","00","00","00","00","00","00","00","00","00","00","00","00","00","00","00","00","00","00","00","00","00","00","00","00","00"]
[null,null,null,null,null,null,null,null,null,null,null,null,null,null,null,null,null,null,null,null,null,null,null,null,null,null,null,null,null,null,null,null,null,null,null,null,null,null,null,null,null,null,null,null,null,null,null,null,null,null,null,null,null,null,null,null,null,null,null,null,null,null,null,null,null,null,null,null,null,null,null,null,null,null,null,null,null,null,null,null,null,null,null,null,null,null,null,null,null,null,null,null,null,null,null,"00","00","00","00","00","00","00","00","00","00","00","00","00","00","00","00","00","00","00","00","00","00","00","00","00","00","00","00","00","00","00","00","00","00","00","00","00","00","00","00","00","00","00","00","00"]
[null,null,null,null,null,null,null,null,null,null,null,null,null,null,null,null,null,null,null,null,null,null,null,null,null,null,null,null,null,null,null,null,null,null,null,null,null,null,null,null,null,null,null,null,null,null,null,null,null,null,null,null,null,null,null,null,null,null,null,null,null,null,null,null,null,null,null,null,null,null,null,null,null,null,null,null,null,null,null,null,null,null,null,null,null,null,null,null,null,null,null,null,null,null,null,"00","00","00","00","00","00","00","00","00","00","00","00","00","00","00","00","00","00","00","00","00","00","00","00","00","00","00","00","00","00","00","00","00","00","00","00","00","00","00","00","00","00","00","00","00"]
[null,null,null,null,null,null,null,null,null,null,null,null,null,null,null,null,null,null,null,null,null,null,null,null,null,null,null,null,null,null,null,null,null,null,null,null,null,null,null,null,null,null,null,null,null,null,null,null,null,null,null,null,null,null,null,null,null,null,null,null,null,null,null,null,null,null,null,null,null,null,null,null,null,null,null,null,null,null,null,null,null,null,null,null,null,null,null,null,null,null,null,null,null,null,null,"00","00","00","00","00","00","00","00","00","00","00","00","00","00","00","00","00","00","00","00","00","00","00","00","00","00","00","00","00","00","00","00","00","00","00","00","00","00","00","00","00","00","00","00","00"]
[null,null,null,null,null,null,null,null,null,null,null,null,null,null,null,null,null,null,null,null,null,null,null,null,null,null,null,null,null,null,null,null,null,null,null,null,null,null,null,null,null,null,null,null,null,null,null,null,null,null,null,null,null,null,null,null,null,null,null,null,null,null,null,null,null,null,null,null,null,null,null,null,null,null,null,null,null,null,null,null,null,null,null,null,null,null,null,null,null,null,null,null,null,null,null,"00","00","00","00","00","00","00","00","00","00","00","00","00","00","00","00","00","00","00","00","00","00","00","00","00","00","00","00","00","00","00","00","00","00","00","00","00","00","00","00","00","00","00","00","00"]
[null,null,null,null,null,null,null,null,null,null,null,null,null,null,null,null,null,null,null,null,null,null,null,null,null,null,null,null,null,null,null,null,null,null,null,null,null,null,null,null,null,null,null,null,null,null,null,null,null,null,null,null,null,null,null,null,null,null,null,null,null,null,null,null,null,null,null,null,null,null,null,null,null,null,null,null,null,null,null,null,null,null,null,null,null,null,null,null,null,null,null,null,null,null,null,"00","00","00","00","00","00","00","00","00","00","00","00","00","00","00","00","00","00","00","00","00","00","00","00","00","00","00","00","00","00","00","00","00","00","00","00","00","00","00","00","00","00","00","00","00"]
[null,"Monitorering, sensorer og ventiler",null,"Land",1,1,105,"1,05","1,05","Sårbar recipient",1,1,"< 15.000",1,1,"< 30",1,1,"< 3",1,1,null,null,null,null,null,null,null,null,null,null,null,null,null,null,null,null,null,null,null,null,null,null,null,null,null,null,null,null,null,null,null,null,null,null,null,null,null,null,null,null,null,null,null,null,null,null,null,null,null,null,null,null,null,null,null,null,null,null,null,null,null,null,null,null,null,null,null,null,null,null,null,null,null,null,"00","20","20","00","22","22","00","20","20","00","20","20","00","20","20","00","20","20","00","00","00","00","00","00","00","00","00","00","00","00","00","00","00","00","00","00","00","00","00","00","00","00","00","00","00"]
[null,null,null,"By",1,1,100,1,1,"Normal recipient",1,1,"15.000 - 50.000",1,1,"30 - 150",1,1,"3 - 10",1,1,null,null,null,null,null,null,null,null,null,null,null,null,null,null,null,null,null,null,null,null,null,null,null,null,null,null,null,null,null,null,null,null,null,null,null,null,null,null,null,null,null,null,null,null,null,null,null,null,null,null,null,null,null,null,null,null,null,null,null,null,null,null,null,null,null,null,null,null,null,null,null,null,null,null,"00","20","20","00","20","20","00","20","20","00","20","20","00","20","20","00","20","20","00","00","00","00","00","00","00","00","00","00","00","00","00","00","00","00","00","00","00","00","00","00","00","00","00","00","00"]
[null,null,null,"City",1025,1025,95,"0,95","0,95","Robust recipient",1,1,"50.000 - 200.000",1,1,"150 - 600",1,1,"10 - 20",1,1,null,null,null,null,null,null,null,null,null,null,null,null,null,null,null,null,null,null,null,null,null,null,null,null,null,null,null,null,null,null,null,null,null,null,null,null,null,null,null,null,null,null,null,null,null,null,null,null,null,null,null,null,null,null,null,null,null,null,null,null,null,null,null,null,null,null,null,null,null,null,null,null,null,null,"00","22","22","00","22","22","00","20","20","00","20","20","00","20","20","00","20","20","00","00","00","00","00","00","00","00","00","00","00","00","00","00","00","00","00","00","00","00","00","00","00","00","00","00","00"]
[null,null,null,"Indre city","1,05","1,05",90,"0,9","0,9",null,null,null,"> 200.000",1,1,"600 - 1000",1,1,"20 - 30",1,1,null,null,null,null,null,null,null,null,null,null,null,null,null,null,null,null,null,null,null,null,null,null,null,null,null,null,null,null,null,null,null,null,null,null,null,null,null,null,null,null,null,null,null,null,null,null,null,null,null,null,null,null,null,null,null,null,null,null,null,null,null,null,null,null,null,null,null,null,null,null,null,null,null,null,"00","22","22","00","22","22","00","00","00","00","20","20","00","20","20","00","20","20","00","00","00","00","00","00","00","00","00","00","00","00","00","00","00","00","00","00","00","00","00","00","00","00","00","00","00"]
[null,null,null,null,null,null,85,"0,85","0,85",null,null,null,null,null,null,"> 1000",1,1,"> 30 ",1,1,null,null,null,null,null,null,null,null,null,null,null,null,null,null,null,null,null,null,null,null,null,null,null,null,null,null,null,null,null,null,null,null,null,null,null,null,null,null,null,null,null,null,null,null,null,null,null,null,null,null,null,null,null,null,null,null,null,null,null,null,null,null,null,null,null,null,null,null,null,null,null,null,null,null,"00","00","00","00","22","22","00","00","00","00","00","00","00","20","20","00","20","20","00","00","00","00","00","00","00","00","00","00","00","00","00","00","00","00","00","00","00","00","00","00","00","00","00","00","00"]
[null,null,null,null,null,null,null,null,null,null,null,null,null,null,null,null,null,null,null,null,null,null,null,null,null,null,null,null,null,null,null,null,null,null,null,null,null,null,null,null,null,null,null,null,null,null,null,null,null,null,null,null,null,null,null,null,null,null,null,null,null,null,null,null,null,null,null,null,null,null,null,null,null,null,null,null,null,null,null,null,null,null,null,null,null,null,null,null,null,null,null,null,null,null,null,"00","00","00","00","00","00","00","00","00","00","00","00","00","00","00","00","00","00","00","00","00","00","00","00","00","00","00","00","00","00","00","00","00","00","00","00","00","00","00","00","00","00","00","00","00"]
[null,null,null,null,null,null,null,null,null,null,null,null,null,null,null,null,null,null,null,null,null,null,null,null,null,null,null,null,null,null,null,null,null,null,null,null,null,null,null,null,null,null,null,null,null,null,null,null,null,null,null,null,null,null,null,null,null,null,null,null,null,null,null,null,null,null,null,null,null,null,null,null,null,null,null,null,null,null,null,null,null,null,null,null,null,null,null,null,null,null,null,null,null,null,null,"00","00","00","00","00","00","00","00","00","00","00","00","00","00","00","00","00","00","00","00","00","00","00","00","00","00","00","00","00","00","00","00","00","00","00","00","00","00","00","00","00","00","00","00","00"]
[null,null,null,null,null,null,null,null,null,null,null,null,null,null,null,null,null,null,null,null,null,null,null,null,null,null,null,null,null,null,null,null,null,null,null,null,null,null,null,null,null,null,null,null,null,null,null,null,null,null,null,null,null,null,null,null,null,null,null,null,null,null,null,null,null,null,null,null,null,null,null,null,null,null,null,null,null,null,null,null,null,null,null,null,null,null,null,null,null,null,null,null,null,null,null,"00","00","00","00","00","00","00","00","00","00","00","00","00","00","00","00","00","00","00","00","00","00","00","00","00","00","00","00","00","00","00","00","00","00","00","00","00","00","00","00","00","00","00","00","00"]
[null,null,null,null,null,null,null,null,null,null,null,null,null,null,null,null,null,null,null,null,null,null,null,null,null,null,null,null,null,null,null,null,null,null,null,null,null,null,null,null,null,null,null,null,null,null,null,null,null,null,null,null,null,null,null,null,null,null,null,null,null,null,null,null,null,null,null,null,null,null,null,null,null,null,null,null,null,null,null,null,null,null,null,null,null,null,null,null,null,null,null,null,null,null,null,"00","00","00","00","00","00","00","00","00","00","00","00","00","00","00","00","00","00","00","00","00","00","00","00","00","00","00","00","00","00","00","00","00","00","00","00","00","00","00","00","00","00","00","00","00"]
[null,null,null,null,null,null,null,null,null,null,null,null,null,null,null,null,null,null,null,null,null,null,null,null,null,null,null,null,null,null,null,null,null,null,null,null,null,null,null,null,null,null,null,null,null,null,null,null,null,null,null,null,null,null,null,null,null,null,null,null,null,null,null,null,null,null,null,null,null,null,null,null,null,null,null,null,null,null,null,null,null,null,null,null,null,null,null,null,null,null,null,null,null,null,null,"00","00","00","00","00","00","00","00","00","00","00","00","00","00","00","00","00","00","00","00","00","00","00","00","00","00","00","00","00","00","00","00","00","00","00","00","00","00","00","00","00","00","00","00","00"]
[null,"El & SRO",null,"Land",1,1,105,"1,05","1,05","Sårbar recipient",1,1,"< 15.000","1,1",1,"< 30",1,1,"< 3",1,1,null,null,null,null,null,null,null,null,null,null,null,null,null,null,null,null,null,null,null,null,null,null,null,null,null,null,null,null,null,null,null,null,null,null,null,null,null,null,null,null,null,null,null,null,null,null,null,null,null,null,null,null,null,null,null,null,null,null,null,null,null,null,null,null,null,null,null,null,null,null,null,null,null,null,"00","20","20","00","22","22","00","20","20","00","22","20","00","20","20","00","20","20","00","00","00","00","00","00","00","00","00","00","00","00","00","00","00","00","00","00","00","00","00","00","00","00","00","00","00"]
[null,null,null,"By",1,1,100,1,1,"Normal recipient",1,1,"15.000 - 50.000",1,1,"30 - 150",1,1,"3 - 10",1,1,null,null,null,null,null,null,null,null,null,null,null,null,null,null,null,null,null,null,null,null,null,null,null,null,null,null,null,null,null,null,null,null,null,null,null,null,null,null,null,null,null,null,null,null,null,null,null,null,null,null,null,null,null,null,null,null,null,null,null,null,null,null,null,null,null,null,null,null,null,null,null,null,null,null,"00","20","20","00","20","20","00","20","20","00","20","20","00","20","20","00","20","20","00","00","00","00","00","00","00","00","00","00","00","00","00","00","00","00","00","00","00","00","00","00","00","00","00","00","00"]
[null,null,null,"City",1025,"1,03",95,"0,95","0,95","Robust recipient",1,1,"50.000 - 200.000","0,95",1,"150 - 600",1,1,"10 - 20",1,1,null,null,null,null,null,null,null,null,null,null,null,null,null,null,null,null,null,null,null,null,null,null,null,null,null,null,null,null,null,null,null,null,null,null,null,null,null,null,null,null,null,null,null,null,null,null,null,null,null,null,null,null,null,null,null,null,null,null,null,null,null,null,null,null,null,null,null,null,null,null,null,null,null,null,"00","22","22","00","22","22","00","20","20","00","22","20","00","20","20","00","20","20","00","00","00","00","00","00","00","00","00","00","00","00","00","00","00","00","00","00","00","00","00","00","00","00","00","00","00"]
[null,null,null,"Indre city","1,05","1,05",90,"0,9","0,9",null,null,null,"> 200.000","0,9",1,"600 - 1000",1,1,"20 - 30",1,1,null,null,null,null,null,null,null,null,null,null,null,null,null,null,null,null,null,null,null,null,null,null,null,null,null,null,null,null,null,null,null,null,null,null,null,null,null,null,null,null,null,null,null,null,null,null,null,null,null,null,null,null,null,null,null,null,null,null,null,null,null,null,null,null,null,null,null,null,null,null,null,null,null,null,"00","22","22","00","22","22","00","00","00","00","22","20","00","20","20","00","20","20","00","00","00","00","00","00","00","00","00","00","00","00","00","00","00","00","00","00","00","00","00","00","00","00","00","00","00"]
[null,null,null,null,null,null,85,"0,85","0,85",null,null,null,null,null,null,"> 1000",1,1,"> 30 ",1,1,null,null,null,null,null,null,null,null,null,null,null,null,null,null,null,null,null,null,null,null,null,null,null,null,null,null,null,null,null,null,null,null,null,null,null,null,null,null,null,null,null,null,null,null,null,null,null,null,null,null,null,null,null,null,null,null,null,null,null,null,null,null,null,null,null,null,null,null,null,null,null,null,null,null,"00","00","00","00","22","22","00","00","00","00","00","00","00","20","20","00","20","20","00","00","00","00","00","00","00","00","00","00","00","00","00","00","00","00","00","00","00","00","00","00","00","00","00","00","00"]
[null,null,null,null,null,null,null,null,null,null,null,null,null,null,null,null,null,null,null,null,null,null,null,null,null,null,null,null,null,null,null,null,null,null,null,null,null,null,null,null,null,null,null,null,null,null,null,null,null,null,null,null,null,null,null,null,null,null,null,null,null,null,null,null,null,null,null,null,null,null,null,null,null,null,null,null,null,null,null,null,null,null,null,null,null,null,null,null,null,null,null,null,null,null,null,"00","00","00","00","00","00","00","00","00","00","00","00","00","00","00","00","00","00","00","00","00","00","00","00","00","00","00","00","00","00","00","00","00","00","00","00","00","00","00","00","00","00","00","00","00"]
[null,null,null,null,null,null,null,null,null,null,null,null,null,null,null,null,null,null,null,null,null,null,null,null,null,null,null,null,null,null,null,null,null,null,null,null,null,null,null,null,null,null,null,null,null,null,null,null,null,null,null,null,null,null,null,null,null,null,null,null,null,null,null,null,null,null,null,null,null,null,null,null,null,null,null,null,null,null,null,null,null,null,null,null,null,null,null,null,null,null,null,null,null,null,null,"00","00","00","00","00","00","00","00","00","00","00","00","00","00","00","00","00","00","00","00","00","00","00","00","00","00","00","00","00","00","00","00","00","00","00","00","00","00","00","00","00","00","00","00","00"]
[null,null,null,null,null,null,null,null,null,null,null,null,null,null,null,null,null,null,null,null,null,null,null,null,null,null,null,null,null,null,null,null,null,null,null,null,null,null,null,null,null,null,null,null,null,null,null,null,null,null,null,null,null,null,null,null,null,null,null,null,null,null,null,null,null,null,null,null,null,null,null,null,null,null,null,null,null,null,null,null,null,null,null,null,null,null,null,null,null,null,null,null,null,null,null,"00","00","00","00","00","00","00","00","00","00","00","00","00","00","00","00","00","00","00","00","00","00","00","00","00","00","00","00","00","00","00","00","00","00","00","00","00","00","00","00","00","00","00","00","00"]
[null,null,null,null,null,null,null,null,null,null,null,null,null,null,null,null,null,null,null,null,null,null,null,null,null,null,null,null,null,null,null,null,null,null,null,null,null,null,null,null,null,null,null,null,null,null,null,null,null,null,null,null,null,null,null,null,null,null,null,null,null,null,null,null,null,null,null,null,null,null,null,null,null,null,null,null,null,null,null,null,null,null,null,null,null,null,null,null,null,null,null,null,null,null,null,"00","00","00","00","00","00","00","00","00","00","00","00","00","00","00","00","00","00","00","00","00","00","00","00","00","00","00","00","00","00","00","00","00","00","00","00","00","00","00","00","00","00","00","00","00"]
[null,null,null,null,null,null,null,null,null,null,null,null,null,null,null,null,null,null,null,null,null,null,null,null,null,null,null,null,null,null,null,null,null,null,null,null,null,null,null,null,null,null,null,null,null,null,null,null,null,null,null,null,null,null,null,null,null,null,null,null,null,null,null,null,null,null,null,null,null,null,null,null,null,null,null,null,null,null,null,null,null,null,null,null,null,null,null,null,null,null,null,null,null,null,null,"00","00","00","00","00","00","00","00","00","00","00","00","00","00","00","00","00","00","00","00","00","00","00","00","00","00","00","00","00","00","00","00","00","00","00","00","00","00","00","00","00","00","00","00","00"]
[null,"Bygning og bygværker",null,"Land",1,1,105,"1,05","1,05","Sårbar recipient",1,1,"< 15.000",1,1,"< 30",1,1,"< 3",1,1,null,null,null,null,null,null,null,null,null,null,null,null,null,null,null,null,null,null,null,null,null,null,null,null,null,null,null,null,null,null,null,null,null,null,null,null,null,null,null,null,null,null,null,null,null,null,null,null,null,null,null,null,null,null,null,null,null,null,null,null,null,null,null,null,null,null,null,null,null,null,null,null,null,null,"00","20","20","00","22","22","00","20","20","00","20","20","00","20","20","00","20","20","00","00","00","00","00","00","00","00","00","00","00","00","00","00","00","00","00","00","00","00","00","00","00","00","00","00","00"]
[null,null,null,"By",1,1,100,1,1,"Normal recipient",1,1,"15.000 - 50.000",1,1,"30 - 150",1,1,"3 - 10",1,1,null,null,null,null,null,null,null,null,null,null,null,null,null,null,null,null,null,null,null,null,null,null,null,null,null,null,null,null,null,null,null,null,null,null,null,null,null,null,null,null,null,null,null,null,null,null,null,null,null,null,null,null,null,null,null,null,null,null,null,null,null,null,null,null,null,null,null,null,null,null,null,null,null,null,"00","20","20","00","20","20","00","20","20","00","20","20","00","20","20","00","20","20","00","00","00","00","00","00","00","00","00","00","00","00","00","00","00","00","00","00","00","00","00","00","00","00","00","00","00"]
[null,null,null,"City","1,1","1,1",95,"0,95","0,95","Robust recipient",1,1,"50.000 - 200.000",1,1,"150 - 600",1,1,"10 - 20",1,1,null,null,null,null,null,null,null,null,null,null,null,null,null,null,null,null,null,null,null,null,null,null,null,null,null,null,null,null,null,null,null,null,null,null,null,null,null,null,null,null,null,null,null,null,null,null,null,null,null,null,null,null,null,null,null,null,null,null,null,null,null,null,null,null,null,null,null,null,null,null,null,null,null,null,"00","22","22","00","22","22","00","20","20","00","20","20","00","20","20","00","20","20","00","00","00","00","00","00","00","00","00","00","00","00","00","00","00","00","00","00","00","00","00","00","00","00","00","00","00"]
[null,null,null,"Indre city","1,15","1,15",90,"0,9","0,9",null,null,null,"> 200.000",1,1,"600 - 1000",1,1,"20 - 30",1,1,null,null,null,null,null,null,null,null,null,null,null,null,null,null,null,null,null,null,null,null,null,null,null,null,null,null,null,null,null,null,null,null,null,null,null,null,null,null,null,null,null,null,null,null,null,null,null,null,null,null,null,null,null,null,null,null,null,null,null,null,null,null,null,null,null,null,null,null,null,null,null,null,null,null,"00","22","22","00","22","22","00","00","00","00","20","20","00","20","20","00","20","20","00","00","00","00","00","00","00","00","00","00","00","00","00","00","00","00","00","00","00","00","00","00","00","00","00","00","00"]
[null,null,null,null,null,null,85,"0,85","0,85",null,null,null,null,null,null,"> 1000",1,1,"> 30 ",1,1,null,null,null,null,null,null,null,null,null,null,null,null,null,null,null,null,null,null,null,null,null,null,null,null,null,null,null,null,null,null,null,null,null,null,null,null,null,null,null,null,null,null,null,null,null,null,null,null,null,null,null,null,null,null,null,null,null,null,null,null,null,null,null,null,null,null,null,null,null,null,null,null,null,null,"00","00","00","00","22","22","00","00","00","00","00","00","00","20","20","00","20","20","00","00","00","00","00","00","00","00","00","00","00","00","00","00","00","00","00","00","00","00","00","00","00","00","00","00","00"]
[null,null,null,null,null,null,null,null,null,null,null,null,null,null,null,null,null,null,null,null,null,null,null,null,null,null,null,null,null,null,null,null,null,null,null,null,null,null,null,null,null,null,null,null,null,null,null,null,null,null,null,null,null,null,null,null,null,null,null,null,null,null,null,null,null,null,null,null,null,null,null,null,null,null,null,null,null,null,null,null,null,null,null,null,null,null,null,null,null,null,null,null,null,null,null,"00","00","00","00","00","00","00","00","00","00","00","00","00","00","00","00","00","00","00","00","00","00","00","00","00","00","00","00","00","00","00","00","00","00","00","00","00","00","00","00","00","00","00","00","00"]
[null,null,null,null,null,null,null,null,null,null,null,null,null,null,null,null,null,null,null,null,null,null,null,null,null,null,null,null,null,null,null,null,null,null,null,null,null,null,null,null,null,null,null,null,null,null,null,null,null,null,null,null,null,null,null,null,null,null,null,null,null,null,null,null,null,null,null,null,null,null,null,null,null,null,null,null,null,null,null,null,null,null,null,null,null,null,null,null,null,null,null,null,null,null,null,"00","00","00","00","00","00","00","00","00","00","00","00","00","00","00","00","00","00","00","00","00","00","00","00","00","00","00","00","00","00","00","00","00","00","00","00","00","00","00","00","00","00","00","00","00"]
[null,null,null,null,null,null,null,null,null,null,null,null,null,null,null,null,null,null,null,null,null,null,null,null,null,null,null,null,null,null,null,null,null,null,null,null,null,null,null,null,null,null,null,null,null,null,null,null,null,null,null,null,null,null,null,null,null,null,null,null,null,null,null,null,null,null,null,null,null,null,null,null,null,null,null,null,null,null,null,null,null,null,null,null,null,null,null,null,null,null,null,null,null,null,null,"00","00","00","00","00","00","00","00","00","00","00","00","00","00","00","00","00","00","00","00","00","00","00","00","00","00","00","00","00","00","00","00","00","00","00","00","00","00","00","00","00","00","00","00","00"]
[null,null,null,null,null,null,null,null,null,null,null,null,null,null,null,null,null,null,null,null,null,null,null,null,null,null,null,null,null,null,null,null,null,null,null,null,null,null,null,null,null,null,null,null,null,null,null,null,null,null,null,null,null,null,null,null,null,null,null,null,null,null,null,null,null,null,null,null,null,null,null,null,null,null,null,null,null,null,null,null,null,null,null,null,null,null,null,null,null,null,null,null,null,null,null,"00","00","00","00","00","00","00","00","00","00","00","00","00","00","00","00","00","00","00","00","00","00","00","00","00","00","00","00","00","00","00","00","00","00","00","00","00","00","00","00","00","00","00","00","00"]
[null,null,null,null,null,null,null,null,null,null,null,null,null,null,null,null,null,null,null,null,null,null,null,null,null,null,null,null,null,null,null,null,null,null,null,null,null,null,null,null,null,null,null,null,null,null,null,null,null,null,null,null,null,null,null,null,null,null,null,null,null,null,null,null,null,null,null,null,null,null,null,null,null,null,null,null,null,null,null,null,null,null,null,null,null,null,null,null,null,null,null,null,null,null,null,"00","00","00","00","00","00","00","00","00","00","00","00","00","00","00","00","00","00","00","00","00","00","00","00","00","00","00","00","00","00","00","00","00","00","00","00","00","00","00","00","00","00","00","00","00"]
[null,null,null,null,null,null,null,null,null,null,null,null,null,null,null,null,null,null,null,null,null,null,null,null,null,null,null,null,null,null,null,null,null,null,null,null,null,null,null,null,null,null,null,null,null,null,null,null,null,null,null,null,null,null,null,null,null,null,null,null,null,null,null,null,null,null,null,null,null,null,null,null,null,null,null,null,null,null,null,null,null,null,null,null,null,null,null,null,null,null,null,null,null,null,null,"00","21","21","00","21","21","00","21","21","00","21","21","00","21","21","00","21","21","00","00","00","00","00","00","00","00","00","00","00","00","00","00","00","00","00","00","00","00","00","00","00","00","00","00","00"]
[null,null,null,null,null,null,null,null,null,null,null,null,null,null,null,null,null,null,null,null,null,null,null,null,null,null,null,null,null,null,null,null,null,null,null,null,null,null,null,null,null,null,null,null,null,null,null,null,null,null,null,null,null,null,null,null,null,null,null,null,null,null,null,null,null,null,null,null,null,null,null,null,null,null,null,null,null,null,null,null,null,null,null,null,null,null,null,null,null,null,null,null,null,null,null,"00","21","21","00","21","21","00","21","21","00","21","21","00","21","21","00","21","21","00","00","00","00","00","00","00","00","00","00","00","00","00","00","00","00","00","00","00","00","00","00","00","00","00","00","00"]
[null,null,null,null,null,null,null,null,null,null,null,null,null,null,null,null,null,null,null,null,null,null,null,null,null,null,null,null,null,null,null,null,null,null,null,null,null,null,null,null,null,null,null,null,null,null,null,null,null,null,null,null,null,null,null,null,null,null,null,null,null,null,null,null,null,null,null,null,null,null,null,null,null,null,null,null,null,null,null,null,null,null,null,null,null,null,null,null,null,null,null,null,null,null,null,"00","21","21","00","21","21","00","21","21","00","21","21","00","21","21","00","21","21","00","00","00","00","00","00","00","00","00","00","00","00","00","00","00","00","00","00","00","00","00","00","00","00","00","00","00"]
[null,null,null,null,null,null,null,null,null,null,null,null,null,null,null,null,null,null,null,null,null,null,null,null,null,null,null,null,null,null,null,null,null,null,null,null,null,null,null,null,null,null,null,null,null,null,null,null,null,null,null,null,null,null,null,null,null,null,null,null,null,null,null,null,null,null,null,null,null,null,null,null,null,null,null,null,null,null,null,null,null,null,null,null,null,null,null,null,null,null,null,null,null,null,null,"00","21","21","00","21","21","00","00","00","00","21","21","00","21","21","00","21","21","00","00","00","00","00","00","00","00","00","00","00","00","00","00","00","00","00","00","00","00","00","00","00","00","00","00","00"]
[null,null,null,null,null,null,null,null,null,null,null,null,null,null,null,null,null,null,null,null,null,null,null,null,null,null,null,null,null,null,null,null,null,null,null,null,null,null,null,null,null,null,null,null,null,null,null,null,null,null,null,null,null,null,null,null,null,null,null,null,null,null,null,null,null,null,null,null,null,null,null,null,null,null,null,null,null,null,null,null,null,null,null,null,null,null,null,null,null,null,null,null,null,null,null,"00","00","00","00","21","21","00","00","00","00","00","00","00","21","21","00","21","21","00","00","00","00","00","00","00","00","00","00","00","00","00","00","00","00","00","00","00","00","00","00","00","00","00","00","00"]
[null,null,null,null,null,null,null,null,null,null,null,null,null,null,null,null,null,null,null,null,null,null,null,null,null,null,null,null,null,null,null,null,null,null,null,null,null,null,null,null,null,null,null,null,null,null,null,null,null,null,null,null,null,null,null,null,null,null,null,null,null,null,null,null,null,null,null,null,null,null,null,null,null,null,null,null,null,null,null,null,null,null,null,null,null,null,null,null,null,null,null,null,null,null,null,"00","00","00","00","00","00","00","00","00","00","00","00","00","00","00","00","00","00","00","00","00","00","00","00","00","00","00","00","00","00","00","00","00","00","00","00","00","00","00","00","00","00","00","00","00"]
[null,null,null,null,null,null,null,null,null,null,null,null,null,null,null,null,null,null,null,null,null,null,null,null,null,null,null,null,null,null,null,null,null,null,null,null,null,null,null,null,null,null,null,null,null,null,null,null,null,null,null,null,null,null,null,null,null,null,null,null,null,null,null,null,null,null,null,null,null,null,null,null,null,null,null,null,null,null,null,null,null,null,null,null,null,null,null,null,null,null,null,null,null,null,null,"00","00","00","00","00","00","00","00","00","00","00","00","00","00","00","00","00","00","00","00","00","00","00","00","00","00","00","00","00","00","00","00","00","00","00","00","00","00","00","00","00","00","00","00","00"]
[null,null,null,null,null,null,null,null,null,null,null,null,null,null,null,null,null,null,null,null,null,null,null,null,null,null,null,null,null,null,null,null,null,null,null,null,null,null,null,null,null,null,null,null,null,null,null,null,null,null,null,null,null,null,null,null,null,null,null,null,null,null,null,null,null,null,null,null,null,null,null,null,null,null,null,null,null,null,null,null,null,null,null,null,null,null,null,null,null,null,null,null,null,null,null,"00","00","00","00","00","00","00","00","00","00","00","00","00","00","00","00","00","00","00","00","00","00","00","00","00","00","00","00","00","00","00","00","00","00","00","00","00","00","00","00","00","00","00","00","00"]
[null,null,null,null,null,null,null,null,null,null,null,null,null,null,null,null,null,null,null,null,null,null,null,null,null,null,null,null,null,null,null,null,null,null,null,null,null,null,null,null,null,null,null,null,null,null,null,null,null,null,null,null,null,null,null,null,null,null,null,null,null,null,null,null,null,null,null,null,null,null,null,null,null,null,null,null,null,null,null,null,null,null,null,null,null,null,null,null,null,null,null,null,null,null,null,"00","00","00","00","00","00","00","00","00","00","00","00","00","00","00","00","00","00","00","00","00","00","00","00","00","00","00","00","00","00","00","00","00","00","00","00","00","00","00","00","00","00","00","00","00"]
[null,null,null,null,null,null,null,null,null,null,null,null,null,null,null,null,null,null,null,null,null,null,null,null,null,null,null,null,null,null,null,null,null,null,null,null,null,null,null,null,null,null,null,null,null,null,null,null,null,null,null,null,null,null,null,null,null,null,null,null,null,null,null,null,null,null,null,null,null,null,null,null,null,null,null,null,null,null,null,null,null,null,null,null,null,null,null,null,null,null,null,null,null,null,null,"00","00","00","00","00","00","00","00","00","00","00","00","00","00","00","00","00","00","00","00","00","00","00","00","00","00","00","00","00","00","00","00","00","00","00","00","00","00","00","00","00","00","00","00","00"]
[null,null,null,null,null,null,null,null,null,null,null,null,null,null,null,null,null,null,null,null,null,null,null,null,null,null,null,null,null,null,null,null,null,null,null,null,null,null,null,null,null,null,null,null,null,null,null,null,null,null,null,null,null,null,null,null,null,null,null,null,null,null,null,null,null,null,null,null,null,null,null,null,null,null,null,null,null,null,null,null,null,null,null,null,null,null,null,null,null,null,null,null,null,null,null,"00","21","21","00","21","21","00","21","21","00","21","21","00","21","21","00","21","21","00","00","00","00","00","00","00","00","00","00","00","00","00","00","00","00","00","00","00","00","00","00","00","00","00","00","00"]
[null,null,null,null,null,null,null,null,null,null,null,null,null,null,null,null,null,null,null,null,null,null,null,null,null,null,null,null,null,null,null,null,null,null,null,null,null,null,null,null,null,null,null,null,null,null,null,null,null,null,null,null,null,null,null,null,null,null,null,null,null,null,null,null,null,null,null,null,null,null,null,null,null,null,null,null,null,null,null,null,null,null,null,null,null,null,null,null,null,null,null,null,null,null,null,"00","21","21","00","21","21","00","21","21","00","21","21","00","21","21","00","21","21","00","00","00","00","00","00","00","00","00","00","00","00","00","00","00","00","00","00","00","00","00","00","00","00","00","00","00"]
[null,null,null,null,null,null,null,null,null,null,null,null,null,null,null,null,null,null,null,null,null,null,null,null,null,null,null,null,null,null,null,null,null,null,null,null,null,null,null,null,null,null,null,null,null,null,null,null,null,null,null,null,null,null,null,null,null,null,null,null,null,null,null,null,null,null,null,null,null,null,null,null,null,null,null,null,null,null,null,null,null,null,null,null,null,null,null,null,null,null,null,null,null,null,null,"00","21","21","00","21","21","00","21","21","00","21","21","00","21","21","00","21","21","00","00","00","00","00","00","00","00","00","00","00","00","00","00","00","00","00","00","00","00","00","00","00","00","00","00","00"]
[null,null,null,null,null,null,null,null,null,null,null,null,null,null,null,null,null,null,null,null,null,null,null,null,null,null,null,null,null,null,null,null,null,null,null,null,null,null,null,null,null,null,null,null,null,null,null,null,null,null,null,null,null,null,null,null,null,null,null,null,null,null,null,null,null,null,null,null,null,null,null,null,null,null,null,null,null,null,null,null,null,null,null,null,null,null,null,null,null,null,null,null,null,null,null,"00","21","21","00","21","21","00","00","00","00","21","21","00","21","21","00","21","21","00","00","00","00","00","00","00","00","00","00","00","00","00","00","00","00","00","00","00","00","00","00","00","00","00","00","00"]
[null,null,null,null,null,null,null,null,null,null,null,null,null,null,null,null,null,null,null,null,null,null,null,null,null,null,null,null,null,null,null,null,null,null,null,null,null,null,null,null,null,null,null,null,null,null,null,null,null,null,null,null,null,null,null,null,null,null,null,null,null,null,null,null,null,null,null,null,null,null,null,null,null,null,null,null,null,null,null,null,null,null,null,null,null,null,null,null,null,null,null,null,null,null,null,"00","00","00","00","21","21","00","00","00","00","00","00","00","21","21","00","21","21","00","00","00","00","00","00","00","00","00","00","00","00","00","00","00","00","00","00","00","00","00","00","00","00","00","00","00"]
[null,null,null,null,null,null,null,null,null,null,null,null,null,null,null,null,null,null,null,null,null,null,null,null,null,null,null,null,null,null,null,null,null,null,null,null,null,null,null,null,null,null,null,null,null,null,null,null,null,null,null,null,null,null,null,null,null,null,null,null,null,null,null,null,null,null,null,null,null,null,null,null,null,null,null,null,null,null,null,null,null,null,null,null,null,null,null,null,null,null,null,null,null,null,null,"00","00","00","00","00","00","00","00","00","00","00","00","00","00","00","00","00","00","00","00","00","00","00","00","00","00","00","00","00","00","00","00","00","00","00","00","00","00","00","00","00","00","00","00","00"]
[null,null,null,null,null,null,null,null,null,null,null,null,null,null,null,null,null,null,null,null,null,null,null,null,null,null,null,null,null,null,null,null,null,null,null,null,null,null,null,null,null,null,null,null,null,null,null,null,null,null,null,null,null,null,null,null,null,null,null,null,null,null,null,null,null,null,null,null,null,null,null,null,null,null,null,null,null,null,null,null,null,null,null,null,null,null,null,null,null,null,null,null,null,null,null,"00","00","00","00","00","00","00","00","00","00","00","00","00","00","00","00","00","00","00","00","00","00","00","00","00","00","00","00","00","00","00","00","00","00","00","00","00","00","00","00","00","00","00","00","00"]
[null,null,null,null,null,null,null,null,null,null,null,null,null,null,null,null,null,null,null,null,null,null,null,null,null,null,null,null,null,null,null,null,null,null,null,null,null,null,null,null,null,null,null,null,null,null,null,null,null,null,null,null,null,null,null,null,null,null,null,null,null,null,null,null,null,null,null,null,null,null,null,null,null,null,null,null,null,null,null,null,null,null,null,null,null,null,null,null,null,null,null,null,null,null,null,"00","00","00","00","00","00","00","00","00","00","00","00","00","00","00","00","00","00","00","00","00","00","00","00","00","00","00","00","00","00","00","00","00","00","00","00","00","00","00","00","00","00","00","00","00"]
[null,null,null,null,null,null,null,null,null,null,null,null,null,null,null,null,null,null,null,null,null,null,null,null,null,null,null,null,null,null,null,null,null,null,null,null,null,null,null,null,null,null,null,null,null,null,null,null,null,null,null,null,null,null,null,null,null,null,null,null,null,null,null,null,null,null,null,null,null,null,null,null,null,null,null,null,null,null,null,null,null,null,null,null,null,null,null,null,null,null,null,null,null,null,null,"00","00","00","00","00","00","00","00","00","00","00","00","00","00","00","00","00","00","00","00","00","00","00","00","00","00","00","00","00","00","00","00","00","00","00","00","00","00","00","00","00","00","00","00","00"]
[null,null,null,null,null,null,null,null,null,null,null,null,null,null,null,null,null,null,null,null,null,null,null,null,null,null,null,null,null,null,null,null,null,null,null,null,null,null,null,null,null,null,null,null,null,null,null,null,null,null,null,null,null,null,null,null,null,null,null,null,null,null,null,null,null,null,null,null,null,null,null,null,null,null,null,null,null,null,null,null,null,null,null,null,null,null,null,null,null,null,null,null,null,null,null,"00","00","00","00","00","00","00","00","00","00","00","00","00","00","00","00","00","00","00","00","00","00","00","00","00","00","00","00","00","00","00","00","00","00","00","00","00","00","00","00","00","00","00","00","00"]
[null,null,null,null,null,null,null,null,null,null,null,null,null,null,null,null,null,null,null,null,null,null,null,null,null,null,null,null,null,null,null,null,null,null,null,null,null,null,null,null,null,null,null,null,null,null,null,null,null,null,null,null,null,null,null,null,null,null,null,null,null,null,null,null,null,null,null,null,null,null,null,null,null,null,null,null,null,null,null,null,null,null,null,null,null,null,null,null,null,null,null,null,null,null,null,"00","21","21","00","21","21","00","21","21","00","21","21","00","21","21","00","21","21","00","00","00","00","00","00","00","00","00","00","00","00","00","00","00","00","00","00","00","00","00","00","00","00","00","00","00"]
[null,null,null,null,null,null,null,null,null,null,null,null,null,null,null,null,null,null,null,null,null,null,null,null,null,null,null,null,null,null,null,null,null,null,null,null,null,null,null,null,null,null,null,null,null,null,null,null,null,null,null,null,null,null,null,null,null,null,null,null,null,null,null,null,null,null,null,null,null,null,null,null,null,null,null,null,null,null,null,null,null,null,null,null,null,null,null,null,null,null,null,null,null,null,null,"00","21","21","00","21","21","00","21","21","00","21","21","00","21","21","00","21","21","00","00","00","00","00","00","00","00","00","00","00","00","00","00","00","00","00","00","00","00","00","00","00","00","00","00","00"]
[null,null,null,null,null,null,null,null,null,null,null,null,null,null,null,null,null,null,null,null,null,null,null,null,null,null,null,null,null,null,null,null,null,null,null,null,null,null,null,null,null,null,null,null,null,null,null,null,null,null,null,null,null,null,null,null,null,null,null,null,null,null,null,null,null,null,null,null,null,null,null,null,null,null,null,null,null,null,null,null,null,null,null,null,null,null,null,null,null,null,null,null,null,null,null,"00","21","21","00","21","21","00","21","21","00","21","21","00","21","21","00","21","21","00","00","00","00","00","00","00","00","00","00","00","00","00","00","00","00","00","00","00","00","00","00","00","00","00","00","00"]
[null,null,null,null,null,null,null,null,null,null,null,null,null,null,null,null,null,null,null,null,null,null,null,null,null,null,null,null,null,null,null,null,null,null,null,null,null,null,null,null,null,null,null,null,null,null,null,null,null,null,null,null,null,null,null,null,null,null,null,null,null,null,null,null,null,null,null,null,null,null,null,null,null,null,null,null,null,null,null,null,null,null,null,null,null,null,null,null,null,null,null,null,null,null,null,"00","21","21","00","21","21","00","00","00","00","21","21","00","21","21","00","21","21","00","00","00","00","00","00","00","00","00","00","00","00","00","00","00","00","00","00","00","00","00","00","00","00","00","00","00"]
[null,null,null,null,null,null,null,null,null,null,null,null,null,null,null,null,null,null,null,null,null,null,null,null,null,null,null,null,null,null,null,null,null,null,null,null,null,null,null,null,null,null,null,null,null,null,null,null,null,null,null,null,null,null,null,null,null,null,null,null,null,null,null,null,null,null,null,null,null,null,null,null,null,null,null,null,null,null,null,null,null,null,null,null,null,null,null,null,null,null,null,null,null,null,null,"00","00","00","00","21","21","00","00","00","00","00","00","00","21","21","00","21","21","00","00","00","00","00","00","00","00","00","00","00","00","00","00","00","00","00","00","00","00","00","00","00","00","00","00","00"]
[null,null,null,null,null,null,null,null,null,null,null,null,null,null,null,null,null,null,null,null,null,null,null,null,null,null,null,null,null,null,null,null,null,null,null,null,null,null,null,null,null,null,null,null,null,null,null,null,null,null,null,null,null,null,null,null,null,null,null,null,null,null,null,null,null,null,null,null,null,null,null,null,null,null,null,null,null,null,null,null,null,null,null,null,null,null,null,null,null,null,null,null,null,null,null,"00","00","00","00","00","00","00","00","00","00","00","00","00","00","00","00","00","00","00","00","00","00","00","00","00","00","00","00","00","00","00","00","00","00","00","00","00","00","00","00","00","00","00","00","00"]
[null,null,null,null,null,null,null,null,null,null,null,null,null,null,null,null,null,null,null,null,null,null,null,null,null,null,null,null,null,null,null,null,null,null,null,null,null,null,null,null,null,null,null,null,null,null,null,null,null,null,null,null,null,null,null,null,null,null,null,null,null,null,null,null,null,null,null,null,null,null,null,null,null,null,null,null,null,null,null,null,null,null,null,null,null,null,null,null,null,null,null,null,null,null,null,"00","00","00","00","00","00","00","00","00","00","00","00","00","00","00","00","00","00","00","00","00","00","00","00","00","00","00","00","00","00","00","00","00","00","00","00","00","00","00","00","00","00","00","00","00"]
[null,null,null,null,null,null,null,null,null,null,null,null,null,null,null,null,null,null,null,null,null,null,null,null,null,null,null,null,null,null,null,null,null,null,null,null,null,null,null,null,null,null,null,null,null,null,null,null,null,null,null,null,null,null,null,null,null,null,null,null,null,null,null,null,null,null,null,null,null,null,null,null,null,null,null,null,null,null,null,null,null,null,null,null,null,null,null,null,null,null,null,null,null,null,null,"00","00","00","00","00","00","00","00","00","00","00","00","00","00","00","00","00","00","00","00","00","00","00","00","00","00","00","00","00","00","00","00","00","00","00","00","00","00","00","00","00","00","00","00","00"]
[null,null,null,null,null,null,null,null,null,null,null,null,null,null,null,null,null,null,null,null,null,null,null,null,null,null,null,null,null,null,null,null,null,null,null,null,null,null,null,null,null,null,null,null,null,null,null,null,null,null,null,null,null,null,null,null,null,null,null,null,null,null,null,null,null,null,null,null,null,null,null,null,null,null,null,null,null,null,null,null,null,null,null,null,null,null,null,null,null,null,null,null,null,null,null,"00","00","00","00","00","00","00","00","00","00","00","00","00","00","00","00","00","00","00","00","00","00","00","00","00","00","00","00","00","00","00","00","00","00","00","00","00","00","00","00","00","00","00","00","00"]
[null,null,null,null,null,null,null,null,null,null,null,null,null,null,null,null,null,null,null,null,null,null,null,null,null,null,null,null,null,null,null,null,null,null,null,null,null,null,null,null,null,null,null,null,null,null,null,null,null,null,null,null,null,null,null,null,null,null,null,null,null,null,null,null,null,null,null,null,null,null,null,null,null,null,null,null,null,null,null,null,null,null,null,null,null,null,null,null,null,null,null,null,null,null,null,"00","00","00","00","00","00","00","00","00","00","00","00","00","00","00","00","00","00","00","00","00","00","00","00","00","00","00","00","00","00","00","00","00","00","00","00","00","00","00","00","00","00","00","00","00"]
[null,null,null,null,null,null,null,null,null,null,null,null,null,null,null,null,null,null,null,null,null,null,null,null,null,null,null,null,null,null,null,null,null,null,null,null,null,null,null,null,null,null,null,null,null,null,null,null,null,null,null,null,null,null,null,null,null,null,null,null,null,null,null,null,null,null,null,null,null,null,null,null,null,null,null,null,null,null,null,null,null,null,null,null,null,null,null,null,null,null,null,null,null,null,null,"00","20","20","00","22","22","00","20","20","00","22","20","00","20","20","00","20","20","00","00","00","00","00","00","00","00","00","00","00","00","00","00","00","00","00","00","00","00","00","00","00","00","00","00","00"]
[null,null,null,null,null,null,null,null,null,null,null,null,null,null,null,null,null,null,null,null,null,null,null,null,null,null,null,null,null,null,null,null,null,null,null,null,null,null,null,null,null,null,null,null,null,null,null,null,null,null,null,null,null,null,null,null,null,null,null,null,null,null,null,null,null,null,null,null,null,null,null,null,null,null,null,null,null,null,null,null,null,null,null,null,null,null,null,null,null,null,null,null,null,null,null,"00","20","20","00","20","20","00","20","20","00","20","20","00","20","20","00","20","20","00","00","00","00","00","00","00","00","00","00","00","00","00","00","00","00","00","00","00","00","00","00","00","00","00","00","00"]
[null,null,null,null,null,null,null,null,null,null,null,null,null,null,null,null,null,null,null,null,null,null,null,null,null,null,null,null,null,null,null,null,null,null,null,null,null,null,null,null,null,null,null,null,null,null,null,null,null,null,null,null,null,null,null,null,null,null,null,null,null,null,null,null,null,null,null,null,null,null,null,null,null,null,null,null,null,null,null,null,null,null,null,null,null,null,null,null,null,null,null,null,null,null,null,"00","22","22","00","22","22","00","20","20","00","22","20","00","20","20","00","20","20","00","00","00","00","00","00","00","00","00","00","00","00","00","00","00","00","00","00","00","00","00","00","00","00","00","00","00"]
[null,null,null,null,null,null,null,null,null,null,null,null,null,null,null,null,null,null,null,null,null,null,null,null,null,null,null,null,null,null,null,null,null,null,null,null,null,null,null,null,null,null,null,null,null,null,null,null,null,null,null,null,null,null,null,null,null,null,null,null,null,null,null,null,null,null,null,null,null,null,null,null,null,null,null,null,null,null,null,null,null,null,null,null,null,null,null,null,null,null,null,null,null,null,null,"00","22","22","00","22","22","00","00","00","00","22","20","00","20","20","00","20","20","00","00","00","00","00","00","00","00","00","00","00","00","00","00","00","00","00","00","00","00","00","00","00","00","00","00","00"]
[null,null,null,null,null,null,null,null,null,null,null,null,null,null,null,null,null,null,null,null,null,null,null,null,null,null,null,null,null,null,null,null,null,null,null,null,null,null,null,null,null,null,null,null,null,null,null,null,null,null,null,null,null,null,null,null,null,null,null,null,null,null,null,null,null,null,null,null,null,null,null,null,null,null,null,null,null,null,null,null,null,null,null,null,null,null,null,null,null,null,null,null,null,null,null,"00","00","00","00","22","22","00","00","00","00","00","00","00","20","20","00","20","20","00","00","00","00","00","00","00","00","00","00","00","00","00","00","00","00","00","00","00","00","00","00","00","00","00","00","00"]
[null,null,null,null,null,null,null,null,null,null,null,null,null,null,null,null,null,null,null,null,null,null,null,null,null,null,null,null,null,null,null,null,null,null,null,null,null,null,null,null,null,null,null,null,null,null,null,null,null,null,null,null,null,null,null,null,null,null,null,null,null,null,null,null,null,null,null,null,null,null,null,null,null,null,null,null,null,null,null,null,null,null,null,null,null,null,null,null,null,null,null,null,null,null,null,"00","00","00","00","00","00","00","00","00","00","00","00","00","00","00","00","00","00","00","00","00","00","00","00","00","00","00","00","00","00","00","00","00","00","00","00","00","00","00","00","00","00","00","00","00"]
[null,null,null,null,null,null,null,null,null,null,null,null,null,null,null,null,null,null,null,null,null,null,null,null,null,null,null,null,null,null,null,null,null,null,null,null,null,null,null,null,null,null,null,null,null,null,null,null,null,null,null,null,null,null,null,null,null,null,null,null,null,null,null,null,null,null,null,null,null,null,null,null,null,null,null,null,null,null,null,null,null,null,null,null,null,null,null,null,null,null,null,null,null,null,null,"00","00","00","00","00","00","00","00","00","00","00","00","00","00","00","00","00","00","00","00","00","00","00","00","00","00","00","00","00","00","00","00","00","00","00","00","00","00","00","00","00","00","00","00","00"]
[null,null,null,null,null,null,null,null,null,null,null,null,null,null,null,null,null,null,null,null,null,null,null,null,null,null,null,null,null,null,null,null,null,null,null,null,null,null,null,null,null,null,null,null,null,null,null,null,null,null,null,null,null,null,null,null,null,null,null,null,null,null,null,null,null,null,null,null,null,null,null,null,null,null,null,null,null,null,null,null,null,null,null,null,null,null,null,null,null,null,null,null,null,null,null,"00","00","00","00","00","00","00","00","00","00","00","00","00","00","00","00","00","00","00","00","00","00","00","00","00","00","00","00","00","00","00","00","00","00","00","00","00","00","00","00","00","00","00","00","00"]
[null,null,null,null,null,null,null,null,null,null,null,null,null,null,null,null,null,null,null,null,null,null,null,null,null,null,null,null,null,null,null,null,null,null,null,null,null,null,null,null,null,null,null,null,null,null,null,null,null,null,null,null,null,null,null,null,null,null,null,null,null,null,null,null,null,null,null,null,null,null,null,null,null,null,null,null,null,null,null,null,null,null,null,null,null,null,null,null,null,null,null,null,null,null,null,"00","00","00","00","00","00","00","00","00","00","00","00","00","00","00","00","00","00","00","00","00","00","00","00","00","00","00","00","00","00","00","00","00","00","00","00","00","00","00","00","00","00","00","00","00"]
[null,null,null,null,null,null,null,null,null,null,null,null,null,null,null,null,null,null,null,null,null,null,null,null,null,null,null,null,null,null,null,null,null,null,null,null,null,null,null,null,null,null,null,null,null,null,null,null,null,null,null,null,null,null,null,null,null,null,null,null,null,null,null,null,null,null,null,null,null,null,null,null,null,null,null,null,null,null,null,null,null,null,null,null,null,null,null,null,null,null,null,null,null,null,null,"00","00","00","00","00","00","00","00","00","00","00","00","00","00","00","00","00","00","00","00","00","00","00","00","00","00","00","00","00","00","00","00","00","00","00","00","00","00","00","00","00","00","00","00","00"]
[null,null,null,null,null,null,null,null,null,null,null,null,null,null,null,null,null,null,null,null,null,null,null,null,null,null,null,null,null,null,null,null,null,null,null,null,null,null,null,null,null,null,null,null,null,null,null,null,null,null,null,null,null,null,null,null,null,null,null,null,null,null,null,null,null,null,null,null,null,null,null,null,null,null,null,null,null,null,null,null,null,null,null,null,null,null,null,null,null,null,null,null,null,null,null,"00","21","21","00","21","21","00","21","21","00","21","21","00","21","21","00","21","21","00","00","00","00","00","00","00","00","00","00","00","00","00","00","00","00","00","00","00","00","00","00","00","00","00","00","00"]
[null,null,null,null,null,null,null,null,null,null,null,null,null,null,null,null,null,null,null,null,null,null,null,null,null,null,null,null,null,null,null,null,null,null,null,null,null,null,null,null,null,null,null,null,null,null,null,null,null,null,null,null,null,null,null,null,null,null,null,null,null,null,null,null,null,null,null,null,null,null,null,null,null,null,null,null,null,null,null,null,null,null,null,null,null,null,null,null,null,null,null,null,null,null,null,"00","21","21","00","21","21","00","21","21","00","21","21","00","21","21","00","21","21","00","00","00","00","00","00","00","00","00","00","00","00","00","00","00","00","00","00","00","00","00","00","00","00","00","00","00"]
[null,null,null,null,null,null,null,null,null,null,null,null,null,null,null,null,null,null,null,null,null,null,null,null,null,null,null,null,null,null,null,null,null,null,null,null,null,null,null,null,null,null,null,null,null,null,null,null,null,null,null,null,null,null,null,null,null,null,null,null,null,null,null,null,null,null,null,null,null,null,null,null,null,null,null,null,null,null,null,null,null,null,null,null,null,null,null,null,null,null,null,null,null,null,null,"00","21","21","00","21","21","00","21","21","00","21","21","00","21","21","00","21","21","00","00","00","00","00","00","00","00","00","00","00","00","00","00","00","00","00","00","00","00","00","00","00","00","00","00","00"]
[null,null,null,null,null,null,null,null,null,null,null,null,null,null,null,null,null,null,null,null,null,null,null,null,null,null,null,null,null,null,null,null,null,null,null,null,null,null,null,null,null,null,null,null,null,null,null,null,null,null,null,null,null,null,null,null,null,null,null,null,null,null,null,null,null,null,null,null,null,null,null,null,null,null,null,null,null,null,null,null,null,null,null,null,null,null,null,null,null,null,null,null,null,null,null,"00","21","21","00","21","21","00","00","00","00","21","21","00","21","21","00","21","21","00","00","00","00","00","00","00","00","00","00","00","00","00","00","00","00","00","00","00","00","00","00","00","00","00","00","00"]
[null,null,null,null,null,null,null,null,null,null,null,null,null,null,null,null,null,null,null,null,null,null,null,null,null,null,null,null,null,null,null,null,null,null,null,null,null,null,null,null,null,null,null,null,null,null,null,null,null,null,null,null,null,null,null,null,null,null,null,null,null,null,null,null,null,null,null,null,null,null,null,null,null,null,null,null,null,null,null,null,null,null,null,null,null,null,null,null,null,null,null,null,null,null,null,"00","00","00","00","21","21","00","00","00","00","00","00","00","21","21","00","21","21","00","00","00","00","00","00","00","00","00","00","00","00","00","00","00","00","00","00","00","00","00","00","00","00","00","00","00"]
[null,null,null,null,null,null,null,null,null,null,null,null,null,null,null,null,null,null,null,null,null,null,null,null,null,null,null,null,null,null,null,null,null,null,null,null,null,null,null,null,null,null,null,null,null,null,null,null,null,null,null,null,null,null,null,null,null,null,null,null,null,null,null,null,null,null,null,null,null,null,null,null,null,null,null,null,null,null,null,null,null,null,null,null,null,null,null,null,null,null,null,null,null,null,null,"00","00","00","00","00","00","00","00","00","00","00","00","00","00","00","00","00","00","00","00","00","00","00","00","00","00","00","00","00","00","00","00","00","00","00","00","00","00","00","00","00","00","00","00","00"]
[null,null,null,null,null,null,null,null,null,null,null,null,null,null,null,null,null,null,null,null,null,null,null,null,null,null,null,null,null,null,null,null,null,null,null,null,null,null,null,null,null,null,null,null,null,null,null,null,null,null,null,null,null,null,null,null,null,null,null,null,null,null,null,null,null,null,null,null,null,null,null,null,null,null,null,null,null,null,null,null,null,null,null,null,null,null,null,null,null,null,null,null,null,null,null,"00","00","00","00","00","00","00","00","00","00","00","00","00","00","00","00","00","00","00","00","00","00","00","00","00","00","00","00","00","00","00","00","00","00","00","00","00","00","00","00","00","00","00","00","00"]
[null,null,null,null,null,null,null,null,null,null,null,null,null,null,null,null,null,null,null,null,null,null,null,null,null,null,null,null,null,null,null,null,null,null,null,null,null,null,null,null,null,null,null,null,null,null,null,null,null,null,null,null,null,null,null,null,null,null,null,null,null,null,null,null,null,null,null,null,null,null,null,null,null,null,null,null,null,null,null,null,null,null,null,null,null,null,null,null,null,null,null,null,null,null,null,"00","00","00","00","00","00","00","00","00","00","00","00","00","00","00","00","00","00","00","00","00","00","00","00","00","00","00","00","00","00","00","00","00","00","00","00","00","00","00","00","00","00","00","00","00"]
[null,null,null,null,null,null,null,null,null,null,null,null,null,null,null,null,null,null,null,null,null,null,null,null,null,null,null,null,null,null,null,null,null,null,null,null,null,null,null,null,null,null,null,null,null,null,null,null,null,null,null,null,null,null,null,null,null,null,null,null,null,null,null,null,null,null,null,null,null,null,null,null,null,null,null,null,null,null,null,null,null,null,null,null,null,null,null,null,null,null,null,null,null,null,null,"00","00","00","00","00","00","00","00","00","00","00","00","00","00","00","00","00","00","00","00","00","00","00","00","00","00","00","00","00","00","00","00","00","00","00","00","00","00","00","00","00","00","00","00","00"]
[null,null,null,null,null,null,null,null,null,null,null,null,null,null,null,null,null,null,null,null,null,null,null,null,null,null,null,null,null,null,null,null,null,null,null,null,null,null,null,null,null,null,null,null,null,null,null,null,null,null,null,null,null,null,null,null,null,null,null,null,null,null,null,null,null,null,null,null,null,null,null,null,null,null,null,null,null,null,null,null,null,null,null,null,null,null,null,null,null,null,null,null,null,null,null,"00","00","00","00","00","00","00","00","00","00","00","00","00","00","00","00","00","00","00","00","00","00","00","00","00","00","00","00","00","00","00","00","00","00","00","00","00","00","00","00","00","00","00","00","00"]
[]
[]
[]
[]
[]
[]
[]
[]
[]
[]
[]
[]
[]
[]
[]
[]
[]
[]
[]
[]
[]
[]
[]
[]
[]
[]
[]
[]
[]
[]
[]
[]
[]
[]
[]
[]
[]
[]
[]
[]
[]
[]
[]
[]
[]
[]
[]
[]
[]
[]
[]
[]
[]
[]
[]
[]
[]
[]
[]
[]
[]
[]
[]
[]
[]
[]
[]
[]
[]
[]
[]
[]
[]
[]
[]
[]
[]
[]
[]
[]
[]
[]
[]
[]
[]
[]
[]
[]
[]
[]
[]
[]
[]
[]
[]
[]
[]
[]
[]
[]
[]
[]
[]
[]
[]
[]
[]
[]
[]
[]
[]
[]
[]
[]
[]
[]
[]
[]
[]
[]
[null,null,null,null,null,null,null,null,null,null,null,null,null,null,null,null,null,null,null,null,null,null,null,null,null,null,null,null,null,null,null,null,null,null,null,null,null,null,null,null,null,null,null,null,null,null,null,null,null,null,"X",null,null,null,"X",null,null,null,null,"X","X",null,null,null,null,"X","X",null,null,null,null,null,null,null,null,null,null,null,null,null,null,null,null,null,null,null,null,null,null,null,null,null,null,null,null,"00","10","20","00","20","11","00","20","20","00","12","12","00","20","20","00","11","12","00","20","20","00","00","00","00","00","00","00","00","00","00","00","00","00","00","00","00","00","00","00","00","00","00","00","00"]
[null,null,null,null,null,null,null,null,null,null,null,null,null,null,null,null,null,null,null,null,null,null,null,null,null,null,null,null,null,null,null,null,null,null,null,null,null,null,null,null,null,null,null,null,null,null,null,null,null,null,"X",null,null,null,"X",null,null,null,null,"X","X",null,null,null,null,"X","X",null,null,null,null,null,null,null,null,null,null,null,null,null,null,null,null,null,null,null,null,null,null,null,null,null,null,null,null,"00","10","20","00","20","11","00","20","20","00","12","12","00","20","20","00","11","12","00","20","20","00","00","00","00","00","00","00","00","00","00","00","00","00","00","00","00","00","00","00","00","00","00","00","00"]
[null,null,null,null,null,null,null,null,null,null,null,null,null,null,null,null,null,null,null,null,null,null,null,null,null,null,null,null,null,null,null,null,null,null,null,null,null,null,null,null,null,null,null,null,null,null,null,null,null,null,"X",null,null,null,"X",null,null,null,null,"X","X",null,null,null,null,"X","X",null,null,null,null,null,null,null,null,null,null,null,null,null,null,null,null,null,null,null,null,null,null,null,null,null,null,null,null,"00","10","20","00","20","11","00","20","20","00","12","12","00","20","20","00","11","12","00","20","20","00","00","00","00","00","00","00","00","00","00","00","00","00","00","00","00","00","00","00","00","00","00","00","00"]
[null,null,null,null,null,null,null,null,null,null,null,null,null,null,null,null,null,null,null,null,null,null,null,null,null,null,null,null,null,null,null,null,null,null,null,null,null,null,null,null,null,null,null,null,null,null,null,null,null,null,"X",null,null,null,"X",null,null,null,null,"X","X",null,null,null,null,"X","X",null,null,null,null,null,null,null,null,null,null,null,null,null,null,null,null,null,null,null,null,null,null,null,null,null,null,null,null,"00","10","20","00","20","11","00","20","20","00","12","12","00","00","00","00","11","12","00","20","20","00","00","00","00","00","00","00","00","00","00","00","00","00","00","00","00","00","00","00","00","00","00","00","00"]
[null,null,null,null,null,null,null,null,null,null,null,null,null,null,null,null,null,null,null,null,null,null,null,null,null,null,null,null,null,null,null,null,null,null,null,null,null,null,null,null,null,null,null,null,null,null,null,null,null,null,"X",null,null,null,"X",null,null,null,null,"X","X",null,null,null,null,"X","X",null,null,null,null,null,null,null,null,null,null,null,null,null,null,null,null,null,null,null,null,null,null,null,null,null,null,null,null,"00","00","00","00","00","00","00","00","00","00","12","12","00","00","00","00","00","00","00","00","00","00","00","00","00","00","00","00","00","00","00","00","00","00","00","00","00","00","00","00","00","00","00","00","00"]
[null,null,null,null,null,null,null,null,null,null,null,null,null,null,null,null,null,null,null,null,null,null,null,null,null,null,null,null,null,null,null,null,null,null,null,null,null,null,null,null,null,null,null,null,null,null,null,null,null,null,"X",null,null,null,"X",null,null,null,null,"X","X",null,null,null,null,"X","X",null,null,null,null,null,null,null,null,null,null,null,null,null,null,null,null,null,null,null,null,null,null,null,null,null,null,null,null,"00","00","00","00","00","00","00","00","00","00","00","00","00","00","00","00","00","00","00","00","00","00","00","00","00","00","00","00","00","00","00","00","00","00","00","00","00","00","00","00","00","00","00","00","00"]
[null,null,null,null,null,null,null,null,null,null,null,null,null,null,null,null,null,null,null,null,null,null,null,null,null,null,null,null,null,null,null,null,null,null,null,null,null,null,null,null,null,null,null,null,null,null,null,null,null,null,"X",null,null,null,"X",null,null,null,null,"X","X",null,null,null,null,"X","X",null,null,null,null,null,null,null,null,null,null,null,null,null,null,null,null,null,null,null,null,null,null,null,null,null,null,null,null,"00","00","00","00","00","00","00","00","00","00","00","00","00","00","00","00","00","00","00","00","00","00","00","00","00","00","00","00","00","00","00","00","00","00","00","00","00","00","00","00","00","00","00","00","00"]
[null,null,null,null,null,null,null,null,null,null,null,null,null,null,null,null,null,null,null,null,null,null,null,null,null,null,null,null,null,null,null,null,null,null,null,null,null,null,null,null,null,null,null,null,null,null,null,null,null,null,"X",null,null,null,"X",null,null,null,null,"X","X",null,null,null,null,"X","X",null,null,null,null,null,null,null,null,null,null,null,null,null,null,null,null,null,null,null,null,null,null,null,null,null,null,null,null,"00","00","00","00","00","00","00","00","00","00","00","00","00","00","00","00","00","00","00","00","00","00","00","00","00","00","00","00","00","00","00","00","00","00","00","00","00","00","00","00","00","00","00","00","00"]
[null,null,null,null,null,null,null,null,null,null,null,null,null,null,null,null,null,null,null,null,null,null,null,null,null,null,null,null,null,null,null,null,null,null,null,null,null,null,null,null,null,null,null,null,null,null,null,null,null,null,"X",null,null,null,"X",null,null,null,null,"X","X",null,null,null,null,"X","X",null,null,null,null,null,null,null,null,null,null,null,null,null,null,null,null,null,null,null,null,null,null,null,null,null,null,null,null,"00","00","00","00","00","00","00","00","00","00","00","00","00","00","00","00","00","00","00","00","00","00","00","00","00","00","00","00","00","00","00","00","00","00","00","00","00","00","00","00","00","00","00","00","00"]
[null,null,null,null,null,null,null,null,null,null,null,null,null,null,null,null,null,null,null,null,null,null,null,null,null,null,null,null,null,null,null,null,null,null,null,null,null,null,null,null,null,null,null,null,null,null,null,null,null,null,"X",null,null,null,"X",null,null,null,null,"X","X",null,null,null,null,"X","X",null,null,null,null,null,null,null,null,null,null,null,null,null,null,null,null,null,null,null,null,null,null,null,null,null,null,null,null,"00","00","00","00","00","00","00","00","00","00","00","00","00","00","00","00","00","00","00","00","00","00","00","00","00","00","00","00","00","00","00","00","00","00","00","00","00","00","00","00","00","00","00","00","00"]
[null,null,null,null,null,null,null,null,null,null,null,null,null,null,null,null,null,null,null,null,null,null,null,null,null,null,null,null,null,null,null,null,null,null,null,null,null,null,null,null,null,null,null,null,null,null,null,null,null,null,null,null,null,null,null,null,null,null,null,null,null,null,null,null,null,null,null,null,null,null,null,null,null,null,null,null,null,null,null,null,null,null,null,null,null,null,null,null,null,null,null,null,null,null,null,"00","20","20","00","22","20","00","20","20","00","22","22","00","20","20","00","20","20","00","20","20","00","00","00","00","00","00","00","00","00","00","00","00","00","00","00","00","00","00","00","00","00","00","00","00"]
[null,null,null,null,null,null,null,null,null,null,null,null,null,null,null,null,null,null,null,null,null,null,null,null,null,null,null,null,null,null,null,null,null,null,null,null,null,null,null,null,null,null,null,null,null,null,null,null,null,null,null,null,null,null,null,null,null,null,null,null,null,null,null,null,null,null,null,null,null,null,null,null,null,null,null,null,null,null,null,null,null,null,null,null,null,null,null,null,null,null,null,null,null,null,null,"00","20","20","00","20","20","00","20","20","00","22","22","00","20","20","00","20","20","00","20","20","00","00","00","00","00","00","00","00","00","00","00","00","00","00","00","00","00","00","00","00","00","00","00","00"]
[null,null,null,null,null,null,null,null,null,null,null,null,null,null,null,null,null,null,null,null,null,null,null,null,null,null,null,null,null,null,null,null,null,null,null,null,null,null,null,null,null,null,null,null,null,null,null,null,null,null,null,null,null,null,null,null,null,null,null,null,null,null,null,null,null,null,null,null,null,null,null,null,null,null,null,null,null,null,null,null,null,null,null,null,null,null,null,null,null,null,null,null,null,null,null,"00","20","20","00","22","20","00","22","20","00","20","20","00","20","20","00","20","20","00","20","20","00","00","00","00","00","00","00","00","00","00","00","00","00","00","00","00","00","00","00","00","00","00","00","00"]
[null,null,null,null,null,null,null,null,null,null,null,null,null,null,null,null,null,null,null,null,null,null,null,null,null,null,null,null,null,null,null,null,null,null,null,null,null,null,null,null,null,null,null,null,null,null,null,null,null,null,null,null,null,null,null,null,null,null,null,null,null,null,null,null,null,null,null,null,null,null,null,null,null,null,null,null,null,null,null,null,null,null,null,null,null,null,null,null,null,null,null,null,null,null,null,"00","20","20","00","22","20","00","22","20","00","22","22","00","00","00","00","20","20","00","20","20","00","00","00","00","00","00","00","00","00","00","00","00","00","00","00","00","00","00","00","00","00","00","00","00"]
[null,null,null,null,null,null,null,null,null,null,null,null,null,null,null,null,null,null,null,null,null,null,null,null,null,null,null,null,null,null,null,null,null,null,null,null,null,null,null,null,null,null,null,null,null,null,null,null,null,null,null,null,null,null,null,null,null,null,null,null,null,null,null,null,null,null,null,null,null,null,null,null,null,null,null,null,null,null,null,null,null,null,null,null,null,null,null,null,null,null,null,null,null,null,null,"00","00","00","00","00","00","00","00","00","00","22","22","00","00","00","00","00","00","00","00","00","00","00","00","00","00","00","00","00","00","00","00","00","00","00","00","00","00","00","00","00","00","00","00","00"]
[null,null,null,null,null,null,null,null,null,null,null,null,null,null,null,null,null,null,null,null,null,null,null,null,null,null,null,null,null,null,null,null,null,null,null,null,null,null,null,null,null,null,null,null,null,null,null,null,null,null,null,null,null,null,null,null,null,null,null,null,null,null,null,null,null,null,null,null,null,null,null,null,null,null,null,null,null,null,null,null,null,null,null,null,null,null,null,null,null,null,null,null,null,null,null,"00","00","00","00","00","00","00","00","00","00","00","00","00","00","00","00","00","00","00","00","00","00","00","00","00","00","00","00","00","00","00","00","00","00","00","00","00","00","00","00","00","00","00","00","00"]
[null,null,null,null,null,null,null,null,null,null,null,null,null,null,null,null,null,null,null,null,null,null,null,null,null,null,null,null,null,null,null,null,null,null,null,null,null,null,null,null,null,null,null,null,null,null,null,null,null,null,null,null,null,null,null,null,null,null,null,null,null,null,null,null,null,null,null,null,null,null,null,null,null,null,null,null,null,null,null,null,null,null,null,null,null,null,null,null,null,null,null,null,null,null,null,"00","00","00","00","00","00","00","00","00","00","00","00","00","00","00","00","00","00","00","00","00","00","00","00","00","00","00","00","00","00","00","00","00","00","00","00","00","00","00","00","00","00","00","00","00"]
[null,null,null,null,null,null,null,null,null,null,null,null,null,null,null,null,null,null,null,null,null,null,null,null,null,null,null,null,null,null,null,null,null,null,null,null,null,null,null,null,null,null,null,null,null,null,null,null,null,null,null,null,null,null,null,null,null,null,null,null,null,null,null,null,null,null,null,null,null,null,null,null,null,null,null,null,null,null,null,null,null,null,null,null,null,null,null,null,null,null,null,null,null,null,null,"00","00","00","00","00","00","00","00","00","00","00","00","00","00","00","00","00","00","00","00","00","00","00","00","00","00","00","00","00","00","00","00","00","00","00","00","00","00","00","00","00","00","00","00","00"]
[null,null,null,null,null,null,null,null,null,null,null,null,null,null,null,null,null,null,null,null,null,null,null,null,null,null,null,null,null,null,null,null,null,null,null,null,null,null,null,null,null,null,null,null,null,null,null,null,null,null,null,null,null,null,null,null,null,null,null,null,null,null,null,null,null,null,null,null,null,null,null,null,null,null,null,null,null,null,null,null,null,null,null,null,null,null,null,null,null,null,null,null,null,null,null,"00","00","00","00","00","00","00","00","00","00","00","00","00","00","00","00","00","00","00","00","00","00","00","00","00","00","00","00","00","00","00","00","00","00","00","00","00","00","00","00","00","00","00","00","00"]
[null,null,null,null,null,null,null,null,null,null,null,null,null,null,null,null,null,null,null,null,null,null,null,null,null,null,null,null,null,null,null,null,null,null,null,null,null,null,null,null,null,null,null,null,null,null,null,null,null,null,null,null,null,null,null,null,null,null,null,null,null,null,null,null,null,null,null,null,null,null,null,null,null,null,null,null,null,null,null,null,null,null,null,null,null,null,null,null,null,null,null,null,null,null,null,"00","00","00","00","00","00","00","00","00","00","00","00","00","00","00","00","00","00","00","00","00","00","00","00","00","00","00","00","00","00","00","00","00","00","00","00","00","00","00","00","00","00","00","00","00"]
["Specialanlæg",null,null,null,null,null,null,null,null,null,null,null,null,null,null,null,null,null,null,null,null,null,null,null,null,null,null,null,null,null,null,null,null,null,null,null,null,null,null,null,null,null,null,null,null,null,null,null,null,null,null,null,null,null,null,null,null,null,null,null,null,null,null,null,null,null,null,null,null,null,null,null,null,null,null,null,null,null,null,null,null,null,null,null,null,null,null,null,null,null,null,null,null,null,null,"00","00","00","00","00","00","00","00","00","00","00","00","00","00","00","00","00","00","00","00","00","00","00","00","00","00","00","00","00","00","00","00","00","00","00","00","00","00","00","00","00","00","00","00","00"]
[null,null,null,null,null,null,null,null,null,null,null,null,null,null,null,null,null,null,null,null,null,null,null,null,null,null,null,null,null,null,null,null,null,null,null,null,null,null,null,null,null,null,null,null,null,null,null,null,null,null,null,null,null,null,null,null,null,null,null,null,null,null,null,null,null,null,null,null,null,null,null,null,null,null,null,null,null,null,null,null,null,null,null,null,null,null,null,null,null,null,null,null,null,null,null,"00","00","00","00","00","00","00","00","00","00","00","00","00","00","00","00","00","00","00","00","00","00","00","00","00","00","00","00","00","00","00","00","00","00","00","00","00","00","00","00","00","00","00","00","00"]
[null,null,null,null,null,null,null,null,null,null,null,null,null,null,null,null,null,null,null,null,null,null,null,null,null,null,null,null,null,null,null,null,null,null,null,null,null,null,null,null,null,null,null,null,null,null,null,null,null,null,null,null,null,null,null,null,null,null,null,null,null,null,null,null,null,null,null,null,null,null,null,null,null,null,null,null,null,null,null,null,null,null,null,null,null,null,null,null,null,null,null,null,null,null,null,"00","00","00","00","00","00","00","00","00","00","00","00","00","00","00","00","00","00","00","00","00","00","00","00","00","00","00","00","00","00","00","00","00","00","00","00","00","00","00","00","00","00","00","00","00"]
[null,null,null,null,null,null,null,null,null,null,null,null,null,null,null,null,null,null,null,null,null,null,null,null,null,null,null,null,null,null,null,null,null,null,null,null,null,null,null,null,null,null,null,null,null,null,null,null,null,null,null,null,null,null,null,null,null,null,null,null,null,null,null,null,null,null,null,null,null,null,null,null,null,null,null,null,null,null,null,null,null,null,null,null,null,null,null,null,null,null,null,null,null,null,null,"00","00","00","00","00","00","00","00","00","00","00","00","00","00","00","00","00","00","00","00","00","00","00","00","00","00","00","00","00","00","00","00","00","00","00","00","00","00","00","00","00","00","00","00","00"]
[null,null,null,null,null,null,null,null,null,null,null,null,null,null,null,null,null,null,null,null,null,null,null,null,null,null,null,null,null,null,null,null,null,null,null,null,null,null,null,null,null,null,null,null,null,null,null,null,null,null,null,null,null,null,null,null,null,null,null,null,null,null,null,null,null,null,null,null,null,null,null,null,null,null,null,null,null,null,null,null,null,null,null,null,null,null,null,null,null,null,null,null,null,null,null,"00","00","00","00","00","00","00","00","00","00","00","00","00","00","00","00","00","00","00","00","00","00","00","00","00","00","00","00","00","00","00","00","00","00","00","00","00","00","00","00","00","00","00","00","00"]
[null,null,null,null,null,null,null,null,null,null,null,null,null,null,null,null,null,null,null,null,null,null,null,null,null,null,null,null,null,null,null,null,null,null,null,null,null,null,null,null,null,null,null,null,null,null,null,null,null,null,null,null,null,null,null,null,null,null,null,null,null,null,null,null,null,null,null,null,null,null,null,null,null,null,null,null,null,null,null,null,null,null,null,null,null,null,null,null,null,null,null,null,null,null,null,"00","00","00","00","00","00","00","00","00","00","00","00","00","00","00","00","00","00","00","00","00","00","00","00","00","00","00","00","00","00","00","00","00","00","00","00","00","00","00","00","00","00","00","00","00"]
[null,null,null,null,null,null,null,null,null,null,null,null,null,null,null,null,null,null,null,null,null,null,null,null,null,null,null,null,null,null,null,null,null,null,null,null,null,null,null,null,null,null,null,null,null,null,null,null,null,null,null,null,null,null,null,null,null,null,null,null,null,null,null,null,null,null,null,null,null,null,null,null,null,null,null,null,null,null,null,null,null,null,null,null,null,null,null,null,null,null,null,null,null,null,null,"00","00","00","00","00","00","00","00","00","00","00","00","00","00","00","00","00","00","00","00","00","00","00","00","00","00","00","00","00","00","00","00","00","00","00","00","00","00","00","00","00","00","00","00","00"]
[null,null,null,null,null,null,null,null,null,null,null,null,null,null,null,null,null,null,null,null,null,null,null,null,null,null,null,null,null,null,null,null,null,null,null,null,null,null,null,null,null,null,null,null,null,null,null,null,null,null,null,null,null,null,null,null,null,null,null,null,null,null,null,null,null,null,null,null,null,null,null,null,null,null,null,null,null,null,null,null,null,null,null,null,null,null,null,null,null,null,null,null,null,null,null,"00","00","00","00","00","00","00","00","00","00","00","00","00","00","00","00","00","00","00","00","00","00","00","00","00","00","00","00","00","00","00","00","00","00","00","00","00","00","00","00","00","00","00","00","00"]
[null,null,null,null,null,null,null,null,null,null,null,null,null,null,null,null,null,null,null,null,null,null,null,null,null,null,null,null,null,null,null,null,null,null,null,null,null,null,null,null,null,null,null,null,null,null,null,null,null,null,null,null,null,null,null,null,null,null,null,null,null,null,null,null,null,null,null,null,null,null,null,null,null,null,null,null,null,null,null,null,null,null,null,null,null,null,null,null,null,null,null,null,null,null,null,"00","00","00","00","00","00","00","00","00","00","00","00","00","00","00","00","00","00","00","00","00","00","00","00","00","00","00","00","00","00","00","00","00","00","00","00","00","00","00","00","00","00","00","00","00"]
[null,null,null,null,null,null,null,null,null,null,null,null,null,null,null,null,null,null,null,null,null,null,null,null,null,null,null,null,null,null,null,null,null,null,null,null,null,null,null,null,null,null,null,null,null,null,null,null,null,null,null,null,null,null,null,null,null,null,null,null,null,null,null,null,null,null,null,null,null,null,null,null,null,null,null,null,null,null,null,null,null,null,null,null,null,null,null,null,null,null,null,null,null,null,null,"00","00","00","00","00","00","00","00","00","00","00","00","00","00","00","00","00","00","00","00","00","00","00","00","00","00","00","00","00","00","00","00","00","00","00","00","00","00","00","00","00","00","00","00","00"]
[null,null,null,null,null,null,null,null,null,null,null,null,null,null,null,null,null,null,null,null,null,null,null,null,null,null,null,null,null,null,null,null,null,null,null,null,null,null,null,null,null,null,null,null,null,null,null,null,null,null,null,null,null,null,null,null,null,null,null,null,null,null,null,null,null,null,null,null,null,null,null,null,null,null,null,null,null,null,null,null,null,null,null,null,null,null,null,null,null,null,null,null,null,null,null,"00","00","00","00","00","00","00","00","00","00","00","00","00","00","00","00","00","00","00","00","00","00","00","00","00","00","00","00","00","00","00","00","00","00","00","00","00","00","00","00","00","00","00","00","00"]
[null,null,null,null,null,null,null,null,null,null,null,null,null,null,null,null,null,null,null,null,null,null,null,null,null,null,null,null,null,null,null,null,null,null,null,null,null,null,null,null,null,null,null,null,null,null,null,null,null,null,null,null,null,null,null,null,null,null,null,null,null,null,null,null,null,null,null,null,null,null,null,null,null,null,null,null,null,null,null,null,null,null,null,null,null,null,null,null,null,null,null,null,null,null,null,"00","00","00","00","00","00","00","00","00","00","00","00","00","00","00","00","00","00","00","00","00","00","00","00","00","00","00","00","00","00","00","00","00","00","00","00","00","00","00","00","00","00","00","00","00"]
[null,null,null,null,null,null,null,null,null,null,null,null,null,null,null,null,null,null,null,null,null,null,null,null,null,null,null,null,null,null,null,null,null,null,null,null,null,null,null,null,null,null,null,null,null,null,null,null,null,null,null,null,null,null,null,null,null,null,null,null,null,null,null,null,null,null,null,null,null,null,null,null,null,null,null,null,null,null,null,null,null,null,null,null,null,null,null,null,null,null,null,null,null,null,null,"00","00","00","00","00","00","00","00","00","00","00","00","00","00","00","00","00","00","00","00","00","00","00","00","00","00","00","00","00","00","00","00","00","00","00","00","00","00","00","00","00","00","00","00","00"]
[null,null,null,null,null,null,null,null,null,null,null,null,null,null,null,null,null,null,null,null,null,null,null,null,null,null,null,null,null,null,null,null,null,null,null,null,null,null,null,null,null,null,null,null,null,null,null,null,null,null,null,null,null,null,null,null,null,null,null,null,null,null,null,null,null,null,null,null,null,null,null,null,null,null,null,null,null,null,null,null,null,null,null,null,null,null,null,null,null,null,null,null,null,null,null,"00","00","00","00","00","00","00","00","00","00","00","00","00","00","00","00","00","00","00","00","00","00","00","00","00","00","00","00","00","00","00","00","00","00","00","00","00","00","00","00","00","00","00","00","00"]
[null,null,null,null,null,null,null,null,null,null,null,null,null,null,null,null,null,null,null,null,null,null,null,null,null,null,null,null,null,null,null,null,null,null,null,null,null,null,null,null,null,null,null,null,null,null,null,null,null,null,null,null,null,null,null,null,null,null,null,null,null,null,null,null,null,null,null,null,null,null,null,null,null,null,null,null,null,null,null,null,null,null,null,null,null,null,null,null,null,null,null,null,null,null,null,"00","00","00","00","00","00","00","00","00","00","00","00","00","00","00","00","00","00","00","00","00","00","00","00","00","00","00","00","00","00","00","00","00","00","00","00","00","00","00","00","00","00","00","00","00"]
[null,null,null,null,null,null,null,null,null,null,null,null,null,null,null,null,null,null,null,null,null,null,null,null,null,null,null,null,null,null,null,null,null,null,null,null,null,null,null,null,null,null,null,null,null,null,null,null,null,null,null,null,null,null,null,null,null,null,null,null,null,null,null,null,null,null,null,null,null,null,null,null,null,null,null,null,null,null,null,null,null,null,null,null,null,null,null,null,null,null,null,null,null,null,null,"00","00","00","00","00","00","00","00","00","00","00","00","00","00","00","00","00","00","00","00","00","00","00","00","00","00","00","00","00","00","00","00","00","00","00","00","00","00","00","00","00","00","00","00","00"]
[null,null,null,null,null,null,null,null,null,null,null,null,null,null,null,null,null,null,null,null,null,null,null,null,null,null,null,null,null,null,null,null,null,null,null,null,null,null,null,null,null,null,null,null,null,null,null,null,null,null,null,null,null,null,null,null,null,null,null,null,null,null,null,null,null,null,null,null,null,null,null,null,null,null,null,null,null,null,null,null,null,null,null,null,null,null,null,null,null,null,null,null,null,null,null,"00","00","00","00","00","00","00","00","00","00","00","00","00","00","00","00","00","00","00","00","00","00","00","00","00","00","00","00","00","00","00","00","00","00","00","00","00","00","00","00","00","00","00","00","00"]
[null,null,null,null,null,null,null,null,null,null,null,null,null,null,null,null,null,null,null,null,null,null,null,null,null,null,null,null,null,null,null,null,null,null,null,null,null,null,null,null,null,null,null,null,null,null,null,null,null,null,null,null,null,null,null,null,null,null,null,null,null,null,null,null,null,null,null,null,null,null,null,null,null,null,null,null,null,null,null,null,null,null,null,null,null,null,null,null,null,null,null,null,null,null,null,"00","00","00","00","00","00","00","00","00","00","00","00","00","00","00","00","00","00","00","00","00","00","00","00","00","00","00","00","00","00","00","00","00","00","00","00","00","00","00","00","00","00","00","00","00"]
[null,null,null,null,null,null,null,null,null,null,null,null,null,null,null,null,null,null,null,null,null,null,null,null,null,null,null,null,null,null,null,null,null,null,null,null,null,null,null,null,null,null,null,null,null,null,null,null,null,null,null,null,null,null,null,null,null,null,null,null,null,null,null,null,null,null,null,null,null,null,null,null,null,null,null,null,null,null,null,null,null,null,null,null,null,null,null,null,null,null,null,null,null,null,null,"00","00","00","00","00","00","00","00","00","00","00","00","00","00","00","00","00","00","00","00","00","00","00","00","00","00","00","00","00","00","00","00","00","00","00","00","00","00","00","00","00","00","00","00","00"]
[null,null,null,null,null,null,null,null,null,null,null,null,null,null,null,null,null,null,null,null,null,null,null,null,null,null,null,null,null,null,null,null,null,null,null,null,null,null,null,null,null,null,null,null,null,null,null,null,null,null,null,null,null,null,null,null,null,null,null,null,null,null,null,null,null,null,null,null,null,null,null,null,null,null,null,null,null,null,null,null,null,null,null,null,null,null,null,null,null,null,null,null,null,null,null,"00","00","00","00","00","00","00","00","00","00","00","00","00","00","00","00","00","00","00","00","00","00","00","00","00","00","00","00","00","00","00","00","00","00","00","00","00","00","00","00","00","00","00","00","00"]
[null,null,null,null,null,null,null,null,null,null,null,null,null,null,null,null,null,null,null,null,null,null,null,null,null,null,null,null,null,null,null,null,null,null,null,null,null,null,null,null,null,null,null,null,null,null,null,null,null,null,null,null,null,null,null,null,null,null,null,null,null,null,null,null,null,null,null,null,null,null,null,null,null,null,null,null,null,null,null,null,null,null,null,null,null,null,null,null,null,null,null,null,null,null,null,"00","00","00","00","00","00","00","00","00","00","00","00","00","00","00","00","00","00","00","00","00","00","00","00","00","00","00","00","00","00","00","00","00","00","00","00","00","00","00","00","00","00","00","00","00"]
[null,null,null,null,null,null,null,null,null,null,null,null,null,null,null,null,null,null,null,null,null,null,null,null,null,null,null,null,null,null,null,null,null,null,null,null,null,null,null,null,null,null,null,null,null,null,null,null,null,null,null,null,null,null,null,null,null,null,null,null,null,null,null,null,null,null,null,null,null,null,null,null,null,null,null,null,null,null,null,null,null,null,null,null,null,null,null,null,null,null,null,null,null,null,null,"00","00","00","00","00","00","00","00","00","00","00","00","00","00","00","00","00","00","00","00","00","00","00","00","00","00","00","00","00","00","00","00","00","00","00","00","00","00","00","00","00","00","00","00","00"]
[null,null,null,null,null,null,null,null,null,null,null,null,null,null,null,null,null,null,null,null,null,null,null,null,null,null,null,null,null,null,null,null,null,null,null,null,null,null,null,null,null,null,null,null,null,null,null,null,null,null,null,null,null,null,null,null,null,null,null,null,null,null,null,null,null,null,null,null,null,null,null,null,null,null,null,null,null,null,null,null,null,null,null,null,null,null,null,null,null,null,null,null,null,null,null,"00","00","00","00","00","00","00","00","00","00","00","00","00","00","00","00","00","00","00","00","00","00","00","00","00","00","00","00","00","00","00","00","00","00","00","00","00","00","00","00","00","00","00","00","00"]
[null,null,null,null,null,null,null,null,null,null,null,null,null,null,null,null,null,null,null,null,null,null,null,null,null,null,null,null,null,null,null,null,null,null,null,null,null,null,null,null,null,null,null,null,null,null,null,null,null,null,null,null,null,null,null,null,null,null,null,null,null,null,null,null,null,null,null,null,null,null,null,null,null,null,null,null,null,null,null,null,null,null,null,null,null,null,null,null,null,null,null,null,null,null,null,"00","00","00","00","00","00","00","00","00","00","00","00","00","00","00","00","00","00","00","00","00","00","00","00","00","00","00","00","00","00","00","00","00","00","00","00","00","00","00","00","00","00","00","00","00"]
[null,null,null,null,null,null,null,null,null,null,null,null,null,null,null,null,null,null,null,null,null,null,null,null,null,null,null,null,null,null,null,null,null,null,null,null,null,null,null,null,null,null,null,null,null,null,null,null,null,null,null,null,null,null,null,null,null,null,null,null,null,null,null,null,null,null,null,null,null,null,null,null,null,null,null,null,null,null,null,null,null,null,null,null,null,null,null,null,null,null,null,null,null,null,null,"00","00","00","00","00","00","00","00","00","00","00","00","00","00","00","00","00","00","00","00","00","00","00","00","00","00","00","00","00","00","00","00","00","00","00","00","00","00","00","00","00","00","00","00","00"]
[null,null,null,null,null,null,null,null,null,null,null,null,null,null,null,null,null,null,null,null,null,null,null,null,null,null,null,null,null,null,null,null,null,null,null,null,null,null,null,null,null,null,null,null,null,null,null,null,null,null,null,null,null,null,null,null,null,null,null,null,null,null,null,null,null,null,null,null,null,null,null,null,null,null,null,null,null,null,null,null,null,null,null,null,null,null,null,null,null,null,null,null,null,null,null,"00","00","00","00","00","00","00","00","00","00","00","00","00","00","00","00","00","00","00","00","00","00","00","00","00","00","00","00","00","00","00","00","00","00","00","00","00","00","00","00","00","00","00","00","00"]
[null,null,null,null,null,null,null,null,null,null,null,null,null,null,null,null,null,null,null,null,null,null,null,null,null,null,null,null,null,null,null,null,null,null,null,null,null,null,null,null,null,null,null,null,null,null,null,null,null,null,null,null,null,null,null,null,null,null,null,null,null,null,null,null,null,null,null,null,null,null,null,null,null,null,null,null,null,null,null,null,null,null,null,null,null,null,null,null,null,null,null,null,null,null,null,"00","00","00","00","00","00","00","00","00","00","00","00","00","00","00","00","00","00","00","00","00","00","00","00","00","00","00","00","00","00","00","00","00","00","00","00","00","00","00","00","00","00","00","00","00"]
[null,null,null,null,null,null,null,null,null,null,null,null,null,null,null,null,null,null,null,null,null,null,null,null,null,null,null,null,null,null,null,null,null,null,null,null,null,null,null,null,null,null,null,null,null,null,null,null,null,null,null,null,null,null,null,null,null,null,null,null,null,null,null,null,null,null,null,null,null,null,null,null,null,null,null,null,null,null,null,null,null,null,null,null,null,null,null,null,null,null,null,null,null,null,null,"00","00","00","00","00","00","00","00","00","00","00","00","00","00","00","00","00","00","00","00","00","00","00","00","00","00","00","00","00","00","00","00","00","00","00","00","00","00","00","00","00","00","00","00","00"]
[null,null,null,null,null,null,null,null,null,null,null,null,null,null,null,null,null,null,null,null,null,null,null,null,null,null,null,null,null,null,null,null,null,null,null,null,null,null,null,null,null,null,null,null,null,null,null,null,null,null,null,null,null,null,null,null,null,null,null,null,null,null,null,null,null,null,null,null,null,null,null,null,null,null,null,null,null,null,null,null,null,null,null,null,null,null,null,null,null,null,null,null,null,null,null,"00","00","00","00","00","00","00","00","00","00","00","00","00","00","00","00","00","00","00","00","00","00","00","00","00","00","00","00","00","00","00","00","00","00","00","00","00","00","00","00","00","00","00","00","00"]
[null,null,null,null,null,null,null,null,null,null,null,null,null,null,null,null,null,null,null,null,null,null,null,null,null,null,null,null,null,null,null,null,null,null,null,null,null,null,null,null,null,null,null,null,null,null,null,null,null,null,null,null,null,null,null,null,null,null,null,null,null,null,null,null,null,null,null,null,null,null,null,null,null,null,null,null,null,null,null,null,null,null,null,null,null,null,null,null,null,null,null,null,null,null,null,"00","00","00","00","00","00","00","00","00","00","00","00","00","00","00","00","00","00","00","00","00","00","00","00","00","00","00","00","00","00","00","00","00","00","00","00","00","00","00","00","00","00","00","00","00"]
[null,null,null,null,null,null,null,null,null,null,null,null,null,null,null,null,null,null,null,null,null,null,null,null,null,null,null,null,null,null,null,null,null,null,null,null,null,null,null,null,null,null,null,null,null,null,null,null,null,null,null,null,null,null,null,null,null,null,null,null,null,null,null,null,null,null,null,null,null,null,null,null,null,null,null,null,null,null,null,null,null,null,null,null,null,null,null,null,null,null,null,null,null,null,null,"00","00","00","00","00","00","00","00","00","00","00","00","00","00","00","00","00","00","00","00","00","00","00","00","00","00","00","00","00","00","00","00","00","00","00","00","00","00","00","00","00","00","00","00","00"]
[null,null,null,null,null,null,null,null,null,null,null,null,null,null,null,null,null,null,null,null,null,null,null,null,null,null,null,null,null,null,null,null,null,null,null,null,null,null,null,null,null,null,null,null,null,null,null,null,null,null,null,null,null,null,null,null,null,null,null,null,null,null,null,null,null,null,null,null,null,null,null,null,null,null,null,null,null,null,null,null,null,null,null,null,null,null,null,null,null,null,null,null,null,null,null,"00","00","00","00","00","00","00","00","00","00","00","00","00","00","00","00","00","00","00","00","00","00","00","00","00","00","00","00","00","00","00","00","00","00","00","00","00","00","00","00","00","00","00","00","00"]
[null,null,null,null,null,null,null,null,null,null,null,null,null,null,null,null,null,null,null,null,null,null,null,null,null,null,null,null,null,null,null,null,null,null,null,null,null,null,null,null,null,null,null,null,null,null,null,null,null,null,null,null,null,null,null,null,null,null,null,null,null,null,null,null,null,null,null,null,null,null,null,null,null,null,null,null,null,null,null,null,null,null,null,null,null,null,null,null,null,null,null,null,null,null,null,"00","00","00","00","00","00","00","00","00","00","00","00","00","00","00","00","00","00","00","00","00","00","00","00","00","00","00","00","00","00","00","00","00","00","00","00","00","00","00","00","00","00","00","00","00"]
[null,null,null,null,null,null,null,null,null,null,null,null,null,null,null,null,null,null,null,null,null,null,null,null,null,null,null,null,null,null,null,null,null,null,null,null,null,null,null,null,null,null,null,null,null,null,null,null,null,null,null,null,null,null,null,null,null,null,null,null,null,null,null,null,null,null,null,null,null,null,null,null,null,null,null,null,null,null,null,null,null,null,null,null,null,null,null,null,null,null,null,null,null,null,null,"00","00","00","00","00","00","00","00","00","00","00","00","00","00","00","00","00","00","00","00","00","00","00","00","00","00","00","00","00","00","00","00","00","00","00","00","00","00","00","00","00","00","00","00","00"]
[null,null,null,null,null,null,null,null,null,null,null,null,null,null,null,null,null,null,null,null,null,null,null,null,null,null,null,null,null,null,null,null,null,null,null,null,null,null,null,null,null,null,null,null,null,null,null,null,null,null,null,null,null,null,null,null,null,null,null,null,null,null,null,null,null,null,null,null,null,null,null,null,null,null,null,null,null,null,null,null,null,null,null,null,null,null,null,null,null,null,null,null,null,null,null,"00","00","00","00","00","00","00","00","00","00","00","00","00","00","00","00","00","00","00","00","00","00","00","00","00","00","00","00","00","00","00","00","00","00","00","00","00","00","00","00","00","00","00","00","00"]
[null,null,null,null,null,null,null,null,null,null,null,null,null,null,null,null,null,null,null,null,null,null,null,null,null,null,null,null,null,null,null,null,null,null,null,null,null,null,null,null,null,null,null,null,null,null,null,null,null,null,null,null,null,null,null,null,null,null,null,null,null,null,null,null,null,null,null,null,null,null,null,null,null,null,null,null,null,null,null,null,null,null,null,null,null,null,null,null,null,null,null,null,null,null,null,"00","00","00","00","00","00","00","00","00","00","00","00","00","00","00","00","00","00","00","00","00","00","00","00","00","00","00","00","00","00","00","00","00","00","00","00","00","00","00","00","00","00","00","00","00"]
[null,null,null,null,null,null,null,null,null,null,null,null,null,null,null,null,null,null,null,null,null,null,null,null,null,null,null,null,null,null,null,null,null,null,null,null,null,null,null,null,null,null,null,null,null,null,null,null,null,null,null,null,null,null,null,null,null,null,null,null,null,null,null,null,null,null,null,null,null,null,null,null,null,null,null,null,null,null,null,null,null,null,null,null,null,null,null,null,null,null,null,null,null,null,null,"00","00","00","00","00","00","00","00","00","00","00","00","00","00","00","00","00","00","00","00","00","00","00","00","00","00","00","00","00","00","00","00","00","00","00","00","00","00","00","00","00","00","00","00","00"]
[null,null,null,null,null,null,null,null,null,null,null,null,null,null,null,null,null,null,null,null,null,null,null,null,null,null,null,null,null,null,null,null,null,null,null,null,null,null,null,null,null,null,null,null,null,null,null,null,null,null,null,null,null,null,null,null,null,null,null,null,null,null,null,null,null,null,null,null,null,null,null,null,null,null,null,null,null,null,null,null,null,null,null,null,null,null,null,null,null,null,null,null,null,null,null,"00","00","00","00","00","00","00","00","00","00","00","00","00","00","00","00","00","00","00","00","00","00","00","00","00","00","00","00","00","00","00","00","00","00","00","00","00","00","00","00","00","00","00","00","00"]
[null,null,null,null,null,null,null,null,null,null,null,null,null,null,null,null,null,null,null,null,null,null,null,null,null,null,null,null,null,null,null,null,null,null,null,null,null,null,null,null,null,null,null,null,null,null,null,null,null,null,null,null,null,null,null,null,null,null,null,null,null,null,null,null,null,null,null,null,null,null,null,null,null,null,null,null,null,null,null,null,null,null,null,null,null,null,null,null,null,null,null,null,null,null,null,"00","00","00","00","00","00","00","00","00","00","00","00","00","00","00","00","00","00","00","00","00","00","00","00","00","00","00","00","00","00","00","00","00","00","00","00","00","00","00","00","00","00","00","00","00"]
[null,null,null,null,null,null,null,null,null,null,null,null,null,null,null,null,null,null,null,null,null,null,null,null,null,null,null,null,null,null,null,null,null,null,null,null,null,null,null,null,null,null,null,null,null,null,null,null,null,null,null,null,null,null,null,null,null,null,null,null,null,null,null,null,null,null,null,null,null,null,null,null,null,null,null,null,null,null,null,null,null,null,null,null,null,null,null,null,null,null,null,null,null,null,null,"00","00","00","00","00","00","00","00","00","00","00","00","00","00","00","00","00","00","00","00","00","00","00","00","00","00","00","00","00","00","00","00","00","00","00","00","00","00","00","00","00","00","00","00","00"]
[null,null,null,null,null,null,null,null,null,null,null,null,null,null,null,null,null,null,null,null,null,null,null,null,null,null,null,null,null,null,null,null,null,null,null,null,null,null,null,null,null,null,null,null,null,null,null,null,null,null,null,null,null,null,null,null,null,null,null,null,null,null,null,null,null,null,null,null,null,null,null,null,null,null,null,null,null,null,null,null,null,null,null,null,null,null,null,null,null,null,null,null,null,null,null,"00","00","00","00","00","00","00","00","00","00","00","00","00","00","00","00","00","00","00","00","00","00","00","00","00","00","00","00","00","00","00","00","00","00","00","00","00","00","00","00","00","00","00","00","00"]
[null,null,null,null,null,null,null,null,null,null,null,null,null,null,null,null,null,null,null,null,null,null,null,null,null,null,null,null,null,null,null,null,null,null,null,null,null,null,null,null,null,null,null,null,null,null,null,null,null,null,null,null,null,null,null,null,null,null,null,null,null,null,null,null,null,null,null,null,null,null,null,null,null,null,null,null,null,null,null,null,null,null,null,null,null,null,null,null,null,null,null,null,null,null,null,"00","00","00","00","00","00","00","00","00","00","00","00","00","00","00","00","00","00","00","00","00","00","00","00","00","00","00","00","00","00","00","00","00","00","00","00","00","00","00","00","00","00","00","00","00"]
[null,null,null,null,null,null,null,null,null,null,null,null,null,null,null,null,null,null,null,null,null,null,null,null,null,null,null,null,null,null,null,null,null,null,null,null,null,null,null,null,null,null,null,null,null,null,null,null,null,null,null,null,null,null,null,null,null,null,null,null,null,null,null,null,null,null,null,null,null,null,null,null,null,null,null,null,null,null,null,null,null,null,null,null,null,null,null,null,null,null,null,null,null,null,null,"00","00","00","00","00","00","00","00","00","00","00","00","00","00","00","00","00","00","00","00","00","00","00","00","00","00","00","00","00","00","00","00","00","00","00","00","00","00","00","00","00","00","00","00","00"]
[null,null,null,null,null,null,null,null,null,null,null,null,null,null,null,null,null,null,null,null,null,null,null,null,null,null,null,null,null,null,null,null,null,null,null,null,null,null,null,null,null,null,null,null,null,null,null,null,null,null,null,null,null,null,null,null,null,null,null,null,null,null,null,null,null,null,null,null,null,null,null,null,null,null,null,null,null,null,null,null,null,null,null,null,null,null,null,null,null,null,null,null,null,null,null,"00","00","00","00","00","00","00","00","00","00","00","00","00","00","00","00","00","00","00","00","00","00","00","00","00","00","00","00","00","00","00","00","00","00","00","00","00","00","00","00","00","00","00","00","00"]
[null,null,null,null,null,null,null,null,null,null,null,null,null,null,null,null,null,null,null,null,null,null,null,null,null,null,null,null,null,null,null,null,null,null,null,null,null,null,null,null,null,null,null,null,null,null,null,null,null,null,null,null,null,null,null,null,null,null,null,null,null,null,null,null,null,null,null,null,null,null,null,null,null,null,null,null,null,null,null,null,null,null,null,null,null,null,null,null,null,null,null,null,null,null,null,"00","00","00","00","00","00","00","00","00","00","00","00","00","00","00","00","00","00","00","00","00","00","00","00","00","00","00","00","00","00","00","00","00","00","00","00","00","00","00","00","00","00","00","00","00"]
[null,null,null,null,null,null,null,null,null,null,null,null,null,null,null,null,null,null,null,null,null,null,null,null,null,null,null,null,null,null,null,null,null,null,null,null,null,null,null,null,null,null,null,null,null,null,null,null,null,null,null,null,null,null,null,null,null,null,null,null,null,null,null,null,null,null,null,null,null,null,null,null,null,null,null,null,null,null,null,null,null,null,null,null,null,null,null,null,null,null,null,null,null,null,null,"00","00","00","00","00","00","00","00","00","00","00","00","00","00","00","00","00","00","00","00","00","00","00","00","00","00","00","00","00","00","00","00","00","00","00","00","00","00","00","00","00","00","00","00","00"]
[null,null,null,null,null,null,null,null,null,null,null,null,null,null,null,null,null,null,null,null,null,null,null,null,null,null,null,null,null,null,null,null,null,null,null,null,null,null,null,null,null,null,null,null,null,null,null,null,null,null,null,null,null,null,null,null,null,null,null,null,null,null,null,null,null,null,null,null,null,null,null,null,null,null,null,null,null,null,null,null,null,null,null,null,null,null,null,null,null,null,null,null,null,null,null,"00","00","00","00","00","00","00","00","00","00","00","00","00","00","00","00","00","00","00","00","00","00","00","00","00","00","00","00","00","00","00","00","00","00","00","00","00","00","00","00","00","00","00","00","00"]
[null,null,null,null,null,null,null,null,null,null,null,null,null,null,null,null,null,null,null,null,null,null,null,null,null,null,null,null,null,null,null,null,null,null,null,null,null,null,null,null,null,null,null,null,null,null,null,null,null,null,null,null,null,null,null,null,null,null,null,null,null,null,null,null,null,null,null,null,null,null,null,null,null,null,null,null,null,null,null,null,null,null,null,null,null,null,null,null,null,null,null,null,null,null,null,"00","00","00","00","00","00","00","00","00","00","00","00","00","00","00","00","00","00","00","00","00","00","00","00","00","00","00","00","00","00","00","00","00","00","00","00","00","00","00","00","00","00","00","00","00"]
[null,null,null,null,null,null,null,null,null,null,null,null,null,null,null,null,null,null,null,null,null,null,null,null,null,null,null,null,null,null,null,null,null,null,null,null,null,null,null,null,null,null,null,null,null,null,null,null,null,null,null,null,null,null,null,null,null,null,null,null,null,null,null,null,null,null,null,null,null,null,null,null,null,null,null,null,null,null,null,null,null,null,null,null,null,null,null,null,null,null,null,null,null,null,null,"00","00","00","00","00","00","00","00","00","00","00","00","00","00","00","00","00","00","00","00","00","00","00","00","00","00","00","00","00","00","00","00","00","00","00","00","00","00","00","00","00","00","00","00","00"]
[null,null,null,null,null,null,null,null,null,null,null,null,null,null,null,null,null,null,null,null,null,null,null,null,null,null,null,null,null,null,null,null,null,null,null,null,null,null,null,null,null,null,null,null,null,null,null,null,null,null,null,null,null,null,null,null,null,null,null,null,null,null,null,null,null,null,null,null,null,null,null,null,null,null,null,null,null,null,null,null,null,null,null,null,null,null,null,null,null,null,null,null,null,null,null,"00","00","00","00","00","00","00","00","00","00","00","00","00","00","00","00","00","00","00","00","00","00","00","00","00","00","00","00","00","00","00","00","00","00","00","00","00","00","00","00","00","00","00","00","00"]
[null,null,null,null,null,null,null,null,null,null,null,null,null,null,null,null,null,null,null,null,null,null,null,null,null,null,null,null,null,null,null,null,null,null,null,null,null,null,null,null,null,null,null,null,null,null,null,null,null,null,null,null,null,null,null,null,null,null,null,null,null,null,null,null,null,null,null,null,null,null,null,null,null,null,null,null,null,null,null,null,null,null,null,null,null,null,null,null,null,null,null,null,null,null,null,"00","00","00","00","00","00","00","00","00","00","00","00","00","00","00","00","00","00","00","00","00","00","00","00","00","00","00","00","00","00","00","00","00","00","00","00","00","00","00","00","00","00","00","00","00"]
[null,null,null,null,null,null,null,null,null,null,null,null,null,null,null,null,null,null,null,null,null,null,null,null,null,null,null,null,null,null,null,null,null,null,null,null,null,null,null,null,null,null,null,null,null,null,null,null,null,null,null,null,null,null,null,null,null,null,null,null,null,null,null,null,null,null,null,null,null,null,null,null,null,null,null,null,null,null,null,null,null,null,null,null,null,null,null,null,null,null,null,null,null,null,null,"00","00","00","00","00","00","00","00","00","00","00","00","00","00","00","00","00","00","00","00","00","00","00","00","00","00","00","00","00","00","00","00","00","00","00","00","00","00","00","00","00","00","00","00","00"]
[null,null,null,null,null,null,null,null,null,null,null,null,null,null,null,null,null,null,null,null,null,null,null,null,null,null,null,null,null,null,null,null,null,null,null,null,null,null,null,null,null,null,null,null,null,null,null,null,null,null,null,null,null,null,null,null,null,null,null,null,null,null,null,null,null,null,null,null,null,null,null,null,null,null,null,null,null,null,null,null,null,null,null,null,null,null,null,null,null,null,null,null,null,null,null,"00","00","00","00","00","00","00","00","00","00","00","00","00","00","00","00","00","00","00","00","00","00","00","00","00","00","00","00","00","00","00","00","00","00","00","00","00","00","00","00","00","00","00","00","00"]
[null,null,null,null,null,null,null,null,null,null,null,null,null,null,null,null,null,null,null,null,null,null,null,null,null,null,null,null,null,null,null,null,null,null,null,null,null,null,null,null,null,null,null,null,null,null,null,null,null,null,null,null,null,null,null,null,null,null,null,null,null,null,null,null,null,null,null,null,null,null,null,null,null,null,null,null,null,null,null,null,null,null,null,null,null,null,null,null,null,null,null,null,null,null,null,"00","00","00","00","00","00","00","00","00","00","00","00","00","00","00","00","00","00","00","00","00","00","00","00","00","00","00","00","00","00","00","00","00","00","00","00","00","00","00","00","00","00","00","00","00"]
[null,null,null,null,null,null,null,null,null,null,null,null,null,null,null,null,null,null,null,null,null,null,null,null,null,null,null,null,null,null,null,null,null,null,null,null,null,null,null,null,null,null,null,null,null,null,null,null,null,null,null,null,null,null,null,null,null,null,null,null,null,null,null,null,null,null,null,null,null,null,null,null,null,null,null,null,null,null,null,null,null,null,null,null,null,null,null,null,null,null,null,null,null,null,null,"00","00","00","00","00","00","00","00","00","00","00","00","00","00","00","00","00","00","00","00","00","00","00","00","00","00","00","00","00","00","00","00","00","00","00","00","00","00","00","00","00","00","00","00","00"]
[null,null,null,null,null,null,null,null,null,null,null,null,null,null,null,null,null,null,null,null,null,null,null,null,null,null,null,null,null,null,null,null,null,null,null,null,null,null,null,null,null,null,null,null,null,null,null,null,null,null,null,null,null,null,null,null,null,null,null,null,null,null,null,null,null,null,null,null,null,null,null,null,null,null,null,null,null,null,null,null,null,null,null,null,null,null,null,null,null,null,null,null,null,null,null,"00","00","00","00","00","00","00","00","00","00","00","00","00","00","00","00","00","00","00","00","00","00","00","00","00","00","00","00","00","00","00","00","00","00","00","00","00","00","00","00","00","00","00","00","00"]
[null,null,null,null,null,null,null,null,null,null,null,null,null,null,null,null,null,null,null,null,null,null,null,null,null,null,null,null,null,null,null,null,null,null,null,null,null,null,null,null,null,null,null,null,null,null,null,null,null,null,null,null,null,null,null,null,null,null,null,null,null,null,null,null,null,null,null,null,null,null,null,null,null,null,null,null,null,null,null,null,null,null,null,null,null,null,null,null,null,null,null,null,null,null,null,"00","00","00","00","00","00","00","00","00","00","00","00","00","00","00","00","00","00","00","00","00","00","00","00","00","00","00","00","00","00","00","00","00","00","00","00","00","00","00","00","00","00","00","00","00"]
[null,null,null,null,null,null,null,null,null,null,null,null,null,null,null,null,null,null,null,null,null,null,null,null,null,null,null,null,null,null,null,null,null,null,null,null,null,null,null,null,null,null,null,null,null,null,null,null,null,null,null,null,null,null,null,null,null,null,null,null,null,null,null,null,null,null,null,null,null,null,null,null,null,null,null,null,null,null,null,null,null,null,null,null,null,null,null,null,null,null,null,null,null,null,null,"00","00","00","00","00","00","00","00","00","00","00","00","00","00","00","00","00","00","00","00","00","00","00","00","00","00","00","00","00","00","00","00","00","00","00","00","00","00","00","00","00","00","00","00","00"]
[null,null,null,null,null,null,null,null,null,null,null,null,null,null,null,null,null,null,null,null,null,null,null,null,null,null,null,null,null,null,null,null,null,null,null,null,null,null,null,null,null,null,null,null,null,null,null,null,null,null,null,null,null,null,null,null,null,null,null,null,null,null,null,null,null,null,null,null,null,null,null,null,null,null,null,null,null,null,null,null,null,null,null,null,null,null,null,null,null,null,null,null,null,null,null,"00","00","00","00","00","00","00","00","00","00","00","00","00","00","00","00","00","00","00","00","00","00","00","00","00","00","00","00","00","00","00","00","00","00","00","00","00","00","00","00","00","00","00","00","00"]
[null,null,null,null,null,null,null,null,null,null,null,null,null,null,null,null,null,null,null,null,null,null,null,null,null,null,null,null,null,null,null,null,null,null,null,null,null,null,null,null,null,null,null,null,null,null,null,null,null,null,null,null,null,null,null,null,null,null,null,null,null,null,null,null,null,null,null,null,null,null,null,null,null,null,null,null,null,null,null,null,null,null,null,null,null,null,null,null,null,null,null,null,null,null,null,"00","00","00","00","00","00","00","00","00","00","00","00","00","00","00","00","00","00","00","00","00","00","00","00","00","00","00","00","00","00","00","00","00","00","00","00","00","00","00","00","00","00","00","00","00"]
[null,null,null,null,null,null,null,null,null,null,null,null,null,null,null,null,null,null,null,null,null,null,null,null,null,null,null,null,null,null,null,null,null,null,null,null,null,null,null,null,null,null,null,null,null,null,null,null,null,null,null,null,null,null,null,null,null,null,null,null,null,null,null,null,null,null,null,null,null,null,null,null,null,null,null,null,null,null,null,null,null,null,null,null,null,null,null,null,null,null,null,null,null,null,null,"00","00","00","00","00","00","00","00","00","00","00","00","00","00","00","00","00","00","00","00","00","00","00","00","00","00","00","00","00","00","00","00","00","00","00","00","00","00","00","00","00","00","00","00","00"]
[null,null,null,null,null,null,null,null,null,null,null,null,null,null,null,null,null,null,null,null,null,null,null,null,null,null,null,null,null,null,null,null,null,null,null,null,null,null,null,null,null,null,null,null,null,null,null,null,null,null,null,null,null,null,null,null,null,null,null,null,null,null,null,null,null,null,null,null,null,null,null,null,null,null,null,null,null,null,null,null,null,null,null,null,null,null,null,null,null,null,null,null,null,null,null,"00","00","00","00","00","00","00","00","00","00","00","00","00","00","00","00","00","00","00","00","00","00","00","00","00","00","00","00","00","00","00","00","00","00","00","00","00","00","00","00","00","00","00","00","00"]
[null,null,null,null,null,null,null,null,null,null,null,null,null,null,null,null,null,null,null,null,null,null,null,null,null,null,null,null,null,null,null,null,null,null,null,null,null,null,null,null,null,null,null,null,null,null,null,null,null,null,null,null,null,null,null,null,null,null,null,null,null,null,null,null,null,null,null,null,null,null,null,null,null,null,null,null,null,null,null,null,null,null,null,null,null,null,null,null,null,null,null,null,null,null,null,"00","00","00","00","00","00","00","00","00","00","00","00","00","00","00","00","00","00","00","00","00","00","00","00","00","00","00","00","00","00","00","00","00","00","00","00","00","00","00","00","00","00","00","00","00"]
[null,null,null,null,null,null,null,null,null,null,null,null,null,null,null,null,null,null,null,null,null,null,null,null,null,null,null,null,null,null,null,null,null,null,null,null,null,null,null,null,null,null,null,null,null,null,null,null,null,null,null,null,null,null,null,null,null,null,null,null,null,null,null,null,null,null,null,null,null,null,null,null,null,null,null,null,null,null,null,null,null,null,null,null,null,null,null,null,null,null,null,null,null,null,null,"00","00","00","00","00","00","00","00","00","00","00","00","00","00","00","00","00","00","00","00","00","00","00","00","00","00","00","00","00","00","00","00","00","00","00","00","00","00","00","00","00","00","00","00","00"]
[null,null,null,null,null,null,null,null,null,null,null,null,null,null,null,null,null,null,null,null,null,null,null,null,null,null,null,null,null,null,null,null,null,null,null,null,null,null,null,null,null,null,null,null,null,null,null,null,null,null,null,null,null,null,null,null,null,null,null,null,null,null,null,null,null,null,null,null,null,null,null,null,null,null,null,null,null,null,null,null,null,null,null,null,null,null,null,null,null,null,null,null,null,null,null,"00","00","00","00","00","00","00","00","00","00","00","00","00","00","00","00","00","00","00","00","00","00","00","00","00","00","00","00","00","00","00","00","00","00","00","00","00","00","00","00","00","00","00","00","00"]
[null,null,null,null,null,null,null,null,null,null,null,null,null,null,null,null,null,null,null,null,null,null,null,null,null,null,null,null,null,null,null,null,null,null,null,null,null,null,null,null,null,null,null,null,null,null,null,null,null,null,null,null,null,null,null,null,null,null,null,null,null,null,null,null,null,null,null,null,null,null,null,null,null,null,null,null,null,null,null,null,null,null,null,null,null,null,null,null,null,null,null,null,null,null,null,"00","00","00","00","00","00","00","00","00","00","00","00","00","00","00","00","00","00","00","00","00","00","00","00","00","00","00","00","00","00","00","00","00","00","00","00","00","00","00","00","00","00","00","00","00"]
[null,null,null,null,null,null,null,null,null,null,null,null,null,null,null,null,null,null,null,null,null,null,null,null,null,null,null,null,null,null,null,null,null,null,null,null,null,null,null,null,null,null,null,null,null,null,null,null,null,null,null,null,null,null,null,null,null,null,null,null,null,null,null,null,null,null,null,null,null,null,null,null,null,null,null,null,null,null,null,null,null,null,null,null,null,null,null,null,null,null,null,null,null,null,null,"00","00","00","00","00","00","00","00","00","00","00","00","00","00","00","00","00","00","00","00","00","00","00","00","00","00","00","00","00","00","00","00","00","00","00","00","00","00","00","00","00","00","00","00","00"]
[null,null,null,null,null,null,null,null,null,null,null,null,null,null,null,null,null,null,null,null,null,null,null,null,null,null,null,null,null,null,null,null,null,null,null,null,null,null,null,null,null,null,null,null,null,null,null,null,null,null,null,null,null,null,null,null,null,null,null,null,null,null,null,null,null,null,null,null,null,null,null,null,null,null,null,null,null,null,null,null,null,null,null,null,null,null,null,null,null,null,null,null,null,null,null,"00","00","00","00","00","00","00","00","00","00","00","00","00","00","00","00","00","00","00","00","00","00","00","00","00","00","00","00","00","00","00","00","00","00","00","00","00","00","00","00","00","00","00","00","00"]
[null,null,null,null,null,null,null,null,null,null,null,null,null,null,null,null,null,null,null,null,null,null,null,null,null,null,null,null,null,null,null,null,null,null,null,null,null,null,null,null,null,null,null,null,null,null,null,null,null,null,null,null,null,null,null,null,null,null,null,null,null,null,null,null,null,null,null,null,null,null,null,null,null,null,null,null,null,null,null,null,null,null,null,null,null,null,null,null,null,null,null,null,null,null,null,"00","00","00","00","00","00","00","00","00","00","00","00","00","00","00","00","00","00","00","00","00","00","00","00","00","00","00","00","00","00","00","00","00","00","00","00","00","00","00","00","00","00","00","00","00"]
[null,null,null,null,null,null,null,null,null,null,null,null,null,null,null,null,null,null,null,null,null,null,null,null,null,null,null,null,null,null,null,null,null,null,null,null,null,null,null,null,null,null,null,null,null,null,null,null,null,null,null,null,null,null,null,null,null,null,null,null,null,null,null,null,null,null,null,null,null,null,null,null,null,null,null,null,null,null,null,null,null,null,null,null,null,null,null,null,null,null,null,null,null,null,null,"00","00","00","00","00","00","00","00","00","00","00","00","00","00","00","00","00","00","00","00","00","00","00","00","00","00","00","00","00","00","00","00","00","00","00","00","00","00","00","00","00","00","00","00","00"]
[null,null,null,null,null,null,null,null,null,null,null,null,null,null,null,null,null,null,null,null,null,null,null,null,null,null,null,null,null,null,null,null,null,null,null,null,null,null,null,null,null,null,null,null,null,null,null,null,null,null,null,null,null,null,null,null,null,null,null,null,null,null,null,null,null,null,null,null,null,null,null,null,null,null,null,null,null,null,null,null,null,null,null,null,null,null,null,null,null,null,null,null,null,null,null,"00","00","00","00","00","00","00","00","00","00","00","00","00","00","00","00","00","00","00","00","00","00","00","00","00","00","00","00","00","00","00","00","00","00","00","00","00","00","00","00","00","00","00","00","00"]
[null,null,null,null,null,null,null,null,null,null,null,null,null,null,null,null,null,null,null,null,null,null,null,null,null,null,null,null,null,null,null,null,null,null,null,null,null,null,null,null,null,null,null,null,null,null,null,null,null,null,null,null,null,null,null,null,null,null,null,null,null,null,null,null,null,null,null,null,null,null,null,null,null,null,null,null,null,null,null,null,null,null,null,null,null,null,null,null,null,null,null,null,null,null,null,"00","00","00","00","00","00","00","00","00","00","00","00","00","00","00","00","00","00","00","00","00","00","00","00","00","00","00","00","00","00","00","00","00","00","00","00","00","00","00","00","00","00","00","00","00"]
[null,null,null,null,null,null,null,null,null,null,null,null,null,null,null,null,null,null,null,null,null,null,null,null,null,null,null,null,null,null,null,null,null,null,null,null,null,null,null,null,null,null,null,null,null,null,null,null,null,null,null,null,null,null,null,null,null,null,null,null,null,null,null,null,null,null,null,null,null,null,null,null,null,null,null,null,null,null,null,null,null,null,null,null,null,null,null,null,null,null,null,null,null,null,null,"00","00","00","00","00","00","00","00","00","00","00","00","00","00","00","00","00","00","00","00","00","00","00","00","00","00","00","00","00","00","00","00","00","00","00","00","00","00","00","00","00","00","00","00","00"]
[null,null,null,null,null,null,null,null,null,null,null,null,null,null,null,null,null,null,null,null,null,null,null,null,null,null,null,null,null,null,null,null,null,null,null,null,null,null,null,null,null,null,null,null,null,null,null,null,null,null,null,null,null,null,null,null,null,null,null,null,null,null,null,null,null,null,null,null,null,null,null,null,null,null,null,null,null,null,null,null,null,null,null,null,null,null,null,null,null,null,null,null,null,null,null,"00","00","00","00","00","00","00","00","00","00","00","00","00","00","00","00","00","00","00","00","00","00","00","00","00","00","00","00","00","00","00","00","00","00","00","00","00","00","00","00","00","00","00","00","00"]
[null,null,null,null,null,null,null,null,null,null,null,null,null,null,null,null,null,null,null,null,null,null,null,null,null,null,null,null,null,null,null,null,null,null,null,null,null,null,null,null,null,null,null,null,null,null,null,null,null,null,null,null,null,null,null,null,null,null,null,null,null,null,null,null,null,null,null,null,null,null,null,null,null,null,null,null,null,null,null,null,null,null,null,null,null,null,null,null,null,null,null,null,null,null,null,"00","00","00","00","00","00","00","00","00","00","00","00","00","00","00","00","00","00","00","00","00","00","00","00","00","00","00","00","00","00","00","00","00","00","00","00","00","00","00","00","00","00","00","00","00"]
[null,null,null,null,null,null,null,null,null,null,null,null,null,null,null,null,null,null,null,null,null,null,null,null,null,null,null,null,null,null,null,null,null,null,null,null,null,null,null,null,null,null,null,null,null,null,null,null,null,null,null,null,null,null,null,null,null,null,null,null,null,null,null,null,null,null,null,null,null,null,null,null,null,null,null,null,null,null,null,null,null,null,null,null,null,null,null,null,null,null,null,null,null,null,null,"00","00","00","00","00","00","00","00","00","00","00","00","00","00","00","00","00","00","00","00","00","00","00","00","00","00","00","00","00","00","00","00","00","00","00","00","00","00","00","00","00","00","00","00","00"]
[null,null,null,null,null,null,null,null,null,null,null,null,null,null,null,null,null,null,null,null,null,null,null,null,null,null,null,null,null,null,null,null,null,null,null,null,null,null,null,null,null,null,null,null,null,null,null,null,null,null,null,null,null,null,null,null,null,null,null,null,null,null,null,null,null,null,null,null,null,null,null,null,null,null,null,null,null,null,null,null,null,null,null,null,null,null,null,null,null,null,null,null,null,null,null,"00","00","00","00","00","00","00","00","00","00","00","00","00","00","00","00","00","00","00","00","00","00","00","00","00","00","00","00","00","00","00","00","00","00","00","00","00","00","00","00","00","00","00","00","00"]
[null,null,null,null,null,null,null,null,null,null,null,null,null,null,null,null,null,null,null,null,null,null,null,null,null,null,null,null,null,null,null,null,null,null,null,null,null,null,null,null,null,null,null,null,null,null,null,null,null,null,null,null,null,null,null,null,null,null,null,null,null,null,null,null,null,null,null,null,null,null,null,null,null,null,null,null,null,null,null,null,null,null,null,null,null,null,null,null,null,null,null,null,null,null,null,"00","00","00","00","00","00","00","00","00","00","00","00","00","00","00","00","00","00","00","00","00","00","00","00","00","00","00","00","00","00","00","00","00","00","00","00","00","00","00","00","00","00","00","00","00"]
[null,null,null,null,null,null,null,null,null,null,null,null,null,null,null,null,null,null,null,null,null,null,null,null,null,null,null,null,null,null,null,null,null,null,null,null,null,null,null,null,null,null,null,null,null,null,null,null,null,null,null,null,null,null,null,null,null,null,null,null,null,null,null,null,null,null,null,null,null,null,null,null,null,null,null,null,null,null,null,null,null,null,null,null,null,null,null,null,null,null,null,null,null,null,null,"00","00","00","00","00","00","00","00","00","00","00","00","00","00","00","00","00","00","00","00","00","00","00","00","00","00","00","00","00","00","00","00","00","00","00","00","00","00","00","00","00","00","00","00","00"]
[null,null,null,null,null,null,null,null,null,null,null,null,null,null,null,null,null,null,null,null,null,null,null,null,null,null,null,null,null,null,null,null,null,null,null,null,null,null,null,null,null,null,null,null,null,null,null,null,null,null,null,null,null,null,null,null,null,null,null,null,null,null,null,null,null,null,null,null,null,null,null,null,null,null,null,null,null,null,null,null,null,null,null,null,null,null,null,null,null,null,null,null,null,null,null,"00","00","00","00","00","00","00","00","00","00","00","00","00","00","00","00","00","00","00","00","00","00","00","00","00","00","00","00","00","00","00","00","00","00","00","00","00","00","00","00","00","00","00","00","00"]
[null,null,null,null,null,null,null,null,null,null,null,null,null,null,null,null,null,null,null,null,null,null,null,null,null,null,null,null,null,null,null,null,null,null,null,null,null,null,null,null,null,null,null,null,null,null,null,null,null,null,null,null,null,null,null,null,null,null,null,null,null,null,null,null,null,null,null,null,null,null,null,null,null,null,null,null,null,null,null,null,null,null,null,null,null,null,null,null,null,null,null,null,null,null,null,"00","00","00","00","00","00","00","00","00","00","00","00","00","00","00","00","00","00","00","00","00","00","00","00","00","00","00","00","00","00","00","00","00","00","00","00","00","00","00","00","00","00","00","00","00"]
[null,null,null,null,null,null,null,null,null,null,null,null,null,null,null,null,null,null,null,null,null,null,null,null,null,null,null,null,null,null,null,null,null,null,null,null,null,null,null,null,null,null,null,null,null,null,null,null,null,null,null,null,null,null,null,null,null,null,null,null,null,null,null,null,null,null,null,null,null,null,null,null,null,null,null,null,null,null,null,null,null,null,null,null,null,null,null,null,null,null,null,null,null,null,null,"00","00","00","00","00","00","00","00","00","00","00","00","00","00","00","00","00","00","00","00","00","00","00","00","00","00","00","00","00","00","00","00","00","00","00","00","00","00","00","00","00","00","00","00","00"]
[null,null,null,null,null,null,null,null,null,null,null,null,null,null,null,null,null,null,null,null,null,null,null,null,null,null,null,null,null,null,null,null,null,null,null,null,null,null,null,null,null,null,null,null,null,null,null,null,null,null,null,null,null,null,null,null,null,null,null,null,null,null,null,null,null,null,null,null,null,null,null,null,null,null,null,null,null,null,null,null,null,null,null,null,null,null,null,null,null,null,null,null,null,null,null,"00","00","00","00","00","00","00","00","00","00","00","00","00","00","00","00","00","00","00","00","00","00","00","00","00","00","00","00","00","00","00","00","00","00","00","00","00","00","00","00","00","00","00","00","00"]
[null,null,null,null,null,null,null,null,null,null,null,null,null,null,null,null,null,null,null,null,null,null,null,null,null,null,null,null,null,null,null,null,null,null,null,null,null,null,null,null,null,null,null,null,null,null,null,null,null,null,null,null,null,null,null,null,null,null,null,null,null,null,null,null,null,null,null,null,null,null,null,null,null,null,null,null,null,null,null,null,null,null,null,null,null,null,null,null,null,null,null,null,null,null,null,"00","00","00","00","00","00","00","00","00","00","00","00","00","00","00","00","00","00","00","00","00","00","00","00","00","00","00","00","00","00","00","00","00","00","00","00","00","00","00","00","00","00","00","00","00"]
[null,null,null,null,null,null,null,null,null,null,null,null,null,null,null,null,null,null,null,null,null,null,null,null,null,null,null,null,null,null,null,null,null,null,null,null,null,null,null,null,null,null,null,null,null,null,null,null,null,null,null,null,null,null,null,null,null,null,null,null,null,null,null,null,null,null,null,null,null,null,null,null,null,null,null,null,null,null,null,null,null,null,null,null,null,null,null,null,null,null,null,null,null,null,null,"00","00","00","00","00","00","00","00","00","00","00","00","00","00","00","00","00","00","00","00","00","00","00","00","00","00","00","00","00","00","00","00","00","00","00","00","00","00","00","00","00","00","00","00","00"]
[null,null,null,null,null,null,null,null,null,null,null,null,null,null,null,null,null,null,null,null,null,null,null,null,null,null,null,null,null,null,null,null,null,null,null,null,null,null,null,null,null,null,null,null,null,null,null,null,null,null,null,null,null,null,null,null,null,null,null,null,null,null,null,null,null,null,null,null,null,null,null,null,null,null,null,null,null,null,null,null,null,null,null,null,null,null,null,null,null,null,null,null,null,null,null,"00","00","00","00","00","00","00","00","00","00","00","00","00","00","00","00","00","00","00","00","00","00","00","00","00","00","00","00","00","00","00","00","00","00","00","00","00","00","00","00","00","00","00","00","00"]
[null,null,null,null,null,null,null,null,null,null,null,null,null,null,null,null,null,null,null,null,null,null,null,null,null,null,null,null,null,null,null,null,null,null,null,null,null,null,null,null,null,null,null,null,null,null,null,null,null,null,null,null,null,null,null,null,null,null,null,null,null,null,null,null,null,null,null,null,null,null,null,null,null,null,null,null,null,null,null,null,null,null,null,null,null,null,null,null,null,null,null,null,null,null,null,"00","00","00","00","00","00","00","00","00","00","00","00","00","00","00","00","00","00","00","00","00","00","00","00","00","00","00","00","00","00","00","00","00","00","00","00","00","00","00","00","00","00","00","00","00"]
[null,null,null,null,null,null,null,null,null,null,null,null,null,null,null,null,null,null,null,null,null,null,null,null,null,null,null,null,null,null,null,null,null,null,null,null,null,null,null,null,null,null,null,null,null,null,null,null,null,null,null,null,null,null,null,null,null,null,null,null,null,null,null,null,null,null,null,null,null,null,null,null,null,null,null,null,null,null,null,null,null,null,null,null,null,null,null,null,null,null,null,null,null,null,null,"00","00","00","00","00","00","00","00","00","00","00","00","00","00","00","00","00","00","00","00","00","00","00","00","00","00","00","00","00","00","00","00","00","00","00","00","00","00","00","00","00","00","00","00","00"]
[null,null,null,null,null,null,null,null,null,null,null,null,null,null,null,null,null,null,null,null,null,null,null,null,null,null,null,null,null,null,null,null,null,null,null,null,null,null,null,null,null,null,null,null,null,null,null,null,null,null,null,null,null,null,null,null,null,null,null,null,null,null,null,null,null,null,null,null,null,null,null,null,null,null,null,null,null,null,null,null,null,null,null,null,null,null,null,null,null,null,null,null,null,null,null,"00","00","00","00","00","00","00","00","00","00","00","00","00","00","00","00","00","00","00","00","00","00","00","00","00","00","00","00","00","00","00","00","00","00","00","00","00","00","00","00","00","00","00","00","00"]
[null,null,null,null,null,null,null,null,null,null,null,null,null,null,null,null,null,null,null,null,null,null,null,null,null,null,null,null,null,null,null,null,null,null,null,null,null,null,null,null,null,null,null,null,null,null,null,null,null,null,null,null,null,null,null,null,null,null,null,null,null,null,null,null,null,null,null,null,null,null,null,null,null,null,null,null,null,null,null,null,null,null,null,null,null,null,null,null,null,null,null,null,null,null,null,"00","00","00","00","00","00","00","00","00","00","00","00","00","00","00","00","00","00","00","00","00","00","00","00","00","00","00","00","00","00","00","00","00","00","00","00","00","00","00","00","00","00","00","00","00"]
[null,null,null,null,null,null,null,null,null,null,null,null,null,null,null,null,null,null,null,null,null,null,null,null,null,null,null,null,null,null,null,null,null,null,null,null,null,null,null,null,null,null,null,null,null,null,null,null,null,null,null,null,null,null,null,null,null,null,null,null,null,null,null,null,null,null,null,null,null,null,null,null,null,null,null,null,null,null,null,null,null,null,null,null,null,null,null,null,null,null,null,null,null,null,null,"00","00","00","00","00","00","00","00","00","00","00","00","00","00","00","00","00","00","00","00","00","00","00","00","00","00","00","00","00","00","00","00","00","00","00","00","00","00","00","00","00","00","00","00","00"]
[null,null,null,null,null,null,null,null,null,null,null,null,null,null,null,null,null,null,null,null,null,null,null,null,null,null,null,null,null,null,null,null,null,null,null,null,null,null,null,null,null,null,null,null,null,null,null,null,null,null,null,null,null,null,null,null,null,null,null,null,null,null,null,null,null,null,null,null,null,null,null,null,null,null,null,null,null,null,null,null,null,null,null,null,null,null,null,null,null,null,null,null,null,null,null,"00","00","00","00","00","00","00","00","00","00","00","00","00","00","00","00","00","00","00","00","00","00","00","00","00","00","00","00","00","00","00","00","00","00","00","00","00","00","00","00","00","00","00","00","00"]
[null,null,null,null,null,null,null,null,null,null,null,null,null,null,null,null,null,null,null,null,null,null,null,null,null,null,null,null,null,null,null,null,null,null,null,null,null,null,null,null,null,null,null,null,null,null,null,null,null,null,null,null,null,null,null,null,null,null,null,null,null,null,null,null,null,null,null,null,null,null,null,null,null,null,null,null,null,null,null,null,null,null,null,null,null,null,null,null,null,null,null,null,null,null,null,"00","00","00","00","00","00","00","00","00","00","00","00","00","00","00","00","00","00","00","00","00","00","00","00","00","00","00","00","00","00","00","00","00","00","00","00","00","00","00","00","00","00","00","00","00"]
[null,null,null,null,null,null,null,null,null,null,null,null,null,null,null,null,null,null,null,null,null,null,null,null,null,null,null,null,null,null,null,null,null,null,null,null,null,null,null,null,null,null,null,null,null,null,null,null,null,null,null,null,null,null,null,null,null,null,null,null,null,null,null,null,null,null,null,null,null,null,null,null,null,null,null,null,null,null,null,null,null,null,null,null,null,null,null,null,null,null,null,null,null,null,null,"00","00","00","00","00","00","00","00","00","00","00","00","00","00","00","00","00","00","00","00","00","00","00","00","00","00","00","00","00","00","00","00","00","00","00","00","00","00","00","00","00","00","00","00","00"]
[null,null,null,null,null,null,null,null,null,null,null,null,null,null,null,null,null,null,null,null,null,null,null,null,null,null,null,null,null,null,null,null,null,null,null,null,null,null,null,null,null,null,null,null,null,null,null,null,null,null,null,null,null,null,null,null,null,null,null,null,null,null,null,null,null,null,null,null,null,null,null,null,null,null,null,null,null,null,null,null,null,null,null,null,null,null,null,null,null,null,null,null,null,null,null,"00","00","00","00","00","00","00","00","00","00","00","00","00","00","00","00","00","00","00","00","00","00","00","00","00","00","00","00","00","00","00","00","00","00","00","00","00","00","00","00","00","00","00","00","00"]
[null,null,null,null,null,null,null,null,null,null,null,null,null,null,null,null,null,null,null,null,null,null,null,null,null,null,null,null,null,null,null,null,null,null,null,null,null,null,null,null,null,null,null,null,null,null,null,null,null,null,null,null,null,null,null,null,null,null,null,null,null,null,null,null,null,null,null,null,null,null,null,null,null,null,null,null,null,null,null,null,null,null,null,null,null,null,null,null,null,null,null,null,null,null,null,"00","00","00","00","00","00","00","00","00","00","00","00","00","00","00","00","00","00","00","00","00","00","00","00","00","00","00","00","00","00","00","00","00","00","00","00","00","00","00","00","00","00","00","00","00"]
[null,null,null,null,null,null,null,null,null,null,null,null,null,null,null,null,null,null,null,null,null,null,null,null,null,null,null,null,null,null,null,null,null,null,null,null,null,null,null,null,null,null,null,null,null,null,null,null,null,null,null,null,null,null,null,null,null,null,null,null,null,null,null,null,null,null,null,null,null,null,null,null,null,null,null,null,null,null,null,null,null,null,null,null,null,null,null,null,null,null,null,null,null,null,null,"00","00","00","00","00","00","00","00","00","00","00","00","00","00","00","00","00","00","00","00","00","00","00","00","00","00","00","00","00","00","00","00","00","00","00","00","00","00","00","00","00","00","00","00","00"]
[null,null,null,null,null,null,null,null,null,null,null,null,null,null,null,null,null,null,null,null,null,null,null,null,null,null,null,null,null,null,null,null,null,null,null,null,null,null,null,null,null,null,null,null,null,null,null,null,null,null,null,null,null,null,null,null,null,null,null,null,null,null,null,null,null,null,null,null,null,null,null,null,null,null,null,null,null,null,null,null,null,null,null,null,null,null,null,null,null,null,null,null,null,null,null,"00","00","00","00","00","00","00","00","00","00","00","00","00","00","00","00","00","00","00","00","00","00","00","00","00","00","00","00","00","00","00","00","00","00","00","00","00","00","00","00","00","00","00","00","00"]
[null,null,null,null,null,null,null,null,null,null,null,null,null,null,null,null,null,null,null,null,null,null,null,null,null,null,null,null,null,null,null,null,null,null,null,null,null,null,null,null,null,null,null,null,null,null,null,null,null,null,null,null,null,null,null,null,null,null,null,null,null,null,null,null,null,null,null,null,null,null,null,null,null,null,null,null,null,null,null,null,null,null,null,null,null,null,null,null,null,null,null,null,null,null,null,"00","00","00","00","00","00","00","00","00","00","00","00","00","00","00","00","00","00","00","00","00","00","00","00","00","00","00","00","00","00","00","00","00","00","00","00","00","00","00","00","00","00","00","00","00"]
[null,null,null,null,null,null,null,null,null,null,null,null,null,null,null,null,null,null,null,null,null,null,null,null,null,null,null,null,null,null,null,null,null,null,null,null,null,null,null,null,null,null,null,null,null,null,null,null,null,null,null,null,null,null,null,null,null,null,null,null,null,null,null,null,null,null,null,null,null,null,null,null,null,null,null,null,null,null,null,null,null,null,null,null,null,null,null,null,null,null,null,null,null,null,null,"00","00","00","00","00","00","00","00","00","00","00","00","00","00","00","00","00","00","00","00","00","00","00","00","00","00","00","00","00","00","00","00","00","00","00","00","00","00","00","00","00","00","00","00","00"]
[null,null,null,null,null,null,null,null,null,null,null,null,null,null,null,null,null,null,null,null,null,null,null,null,null,null,null,null,null,null,null,null,null,null,null,null,null,null,null,null,null,null,null,null,null,null,null,null,null,null,null,null,null,null,null,null,null,null,null,null,null,null,null,null,null,null,null,null,null,null,null,null,null,null,null,null,null,null,null,null,null,null,null,null,null,null,null,null,null,null,null,null,null,null,null,"00","00","00","00","00","00","00","00","00","00","00","00","00","00","00","00","00","00","00","00","00","00","00","00","00","00","00","00","00","00","00","00","00","00","00","00","00","00","00","00","00","00","00","00","00"]
[null,null,null,null,null,null,null,null,null,null,null,null,null,null,null,null,null,null,null,null,null,null,null,null,null,null,null,null,null,null,null,null,null,null,null,null,null,null,null,null,null,null,null,null,null,null,null,null,null,null,null,null,null,null,null,null,null,null,null,null,null,null,null,null,null,null,null,null,null,null,null,null,null,null,null,null,null,null,null,null,null,null,null,null,null,null,null,null,null,null,null,null,null,null,null,"00","00","00","00","00","00","00","00","00","00","00","00","00","00","00","00","00","00","00","00","00","00","00","00","00","00","00","00","00","00","00","00","00","00","00","00","00","00","00","00","00","00","00","00","00"]
[null,null,null,null,null,null,null,null,null,null,null,null,null,null,null,null,null,null,null,null,null,null,null,null,null,null,null,null,null,null,null,null,null,null,null,null,null,null,null,null,null,null,null,null,null,null,null,null,null,null,null,null,null,null,null,null,null,null,null,null,null,null,null,null,null,null,null,null,null,null,null,null,null,null,null,null,null,null,null,null,null,null,null,null,null,null,null,null,null,null,null,null,null,null,null,"00","00","00","00","00","00","00","00","00","00","00","00","00","00","00","00","00","00","00","00","00","00","00","00","00","00","00","00","00","00","00","00","00","00","00","00","00","00","00","00","00","00","00","00","00"]
[null,null,null,null,null,null,null,null,null,null,null,null,null,null,null,null,null,null,null,null,null,null,null,null,null,null,null,null,null,null,null,null,null,null,null,null,null,null,null,null,null,null,null,null,null,null,null,null,null,null,null,null,null,null,null,null,null,null,null,null,null,null,null,null,null,null,null,null,null,null,null,null,null,null,null,null,null,null,null,null,null,null,null,null,null,null,null,null,null,null,null,null,null,null,null,"00","00","00","00","00","00","00","00","00","00","00","00","00","00","00","00","00","00","00","00","00","00","00","00","00","00","00","00","00","00","00","00","00","00","00","00","00","00","00","00","00","00","00","00","00"]
[null,null,null,null,null,null,null,null,null,null,null,null,null,null,null,null,null,null,null,null,null,null,null,null,null,null,null,null,null,null,null,null,null,null,null,null,null,null,null,null,null,null,null,null,null,null,null,null,null,null,null,null,null,null,null,null,null,null,null,null,null,null,null,null,null,null,null,null,null,null,null,null,null,null,null,null,null,null,null,null,null,null,null,null,null,null,null,null,null,null,null,null,null,null,null,"00","00","00","00","00","00","00","00","00","00","00","00","00","00","00","00","00","00","00","00","00","00","00","00","00","00","00","00","00","00","00","00","00","00","00","00","00","00","00","00","00","00","00","00","00"]
[null,null,null,null,null,null,null,null,null,null,null,null,null,null,null,null,null,null,null,null,null,null,null,null,null,null,null,null,null,null,null,null,null,null,null,null,null,null,null,null,null,null,null,null,null,null,null,null,null,null,null,null,null,null,null,null,null,null,null,null,null,null,null,null,null,null,null,null,null,null,null,null,null,null,null,null,null,null,null,null,null,null,null,null,null,null,null,null,null,null,null,null,null,null,null,"00","00","00","00","00","00","00","00","00","00","00","00","00","00","00","00","00","00","00","00","00","00","00","00","00","00","00","00","00","00","00","00","00","00","00","00","00","00","00","00","00","00","00","00","00"]
[null,null,null,null,null,null,null,null,null,null,null,null,null,null,null,null,null,null,null,null,null,null,null,null,null,null,null,null,null,null,null,null,null,null,null,null,null,null,null,null,null,null,null,null,null,null,null,null,null,null,null,null,null,null,null,null,null,null,null,null,null,null,null,null,null,null,null,null,null,null,null,null,null,null,null,null,null,null,null,null,null,null,null,null,null,null,null,null,null,null,null,null,null,null,null,"00","00","00","00","00","00","00","00","00","00","00","00","00","00","00","00","00","00","00","00","00","00","00","00","00","00","00","00","00","00","00","00","00","00","00","00","00","00","00","00","00","00","00","00","00"]
[null,null,null,null,null,null,null,null,null,null,null,null,null,null,null,null,null,null,null,null,null,null,null,null,null,null,null,null,null,null,null,null,null,null,null,null,null,null,null,null,null,null,null,null,null,null,null,null,null,null,null,null,null,null,null,null,null,null,null,null,null,null,null,null,null,null,null,null,null,null,null,null,null,null,null,null,null,null,null,null,null,null,null,null,null,null,null,null,null,null,null,null,null,null,null,"00","00","00","00","00","00","00","00","00","00","00","00","00","00","00","00","00","00","00","00","00","00","00","00","00","00","00","00","00","00","00","00","00","00","00","00","00","00","00","00","00","00","00","00","00"]
[null,null,null,null,null,null,null,null,null,null,null,null,null,null,null,null,null,null,null,null,null,null,null,null,null,null,null,null,null,null,null,null,null,null,null,null,null,null,null,null,null,null,null,null,null,null,null,null,null,null,null,null,null,null,null,null,null,null,null,null,null,null,null,null,null,null,null,null,null,null,null,null,null,null,null,null,null,null,null,null,null,null,null,null,null,null,null,null,null,null,null,null,null,null,null,"00","00","00","00","00","00","00","00","00","00","00","00","00","00","00","00","00","00","00","00","00","00","00","00","00","00","00","00","00","00","00","00","00","00","00","00","00","00","00","00","00","00","00","00","00"]
[null,null,null,null,null,null,null,null,null,null,null,null,null,null,null,null,null,null,null,null,null,null,null,null,null,null,null,null,null,null,null,null,null,null,null,null,null,null,null,null,null,null,null,null,null,null,null,null,null,null,null,null,null,null,null,null,null,null,null,null,null,null,null,null,null,null,null,null,null,null,null,null,null,null,null,null,null,null,null,null,null,null,null,null,null,null,null,null,null,null,null,null,null,null,null,"00","00","00","00","00","00","00","00","00","00","00","00","00","00","00","00","00","00","00","00","00","00","00","00","00","00","00","00","00","00","00","00","00","00","00","00","00","00","00","00","00","00","00","00","00"]
[null,null,null,null,null,null,null,null,null,null,null,null,null,null,null,null,null,null,null,null,null,null,null,null,null,null,null,null,null,null,null,null,null,null,null,null,null,null,null,null,null,null,null,null,null,null,null,null,null,null,null,null,null,null,null,null,null,null,null,null,null,null,null,null,null,null,null,null,null,null,null,null,null,null,null,null,null,null,null,null,null,null,null,null,null,null,null,null,null,null,null,null,null,null,null,"00","00","00","00","00","00","00","00","00","00","00","00","00","00","00","00","00","00","00","00","00","00","00","00","00","00","00","00","00","00","00","00","00","00","00","00","00","00","00","00","00","00","00","00","00"]
[null,null,null,null,null,null,null,null,null,null,null,null,null,null,null,null,null,null,null,null,null,null,null,null,null,null,null,null,null,null,null,null,null,null,null,null,null,null,null,null,null,null,null,null,null,null,null,null,null,null,null,null,null,null,null,null,null,null,null,null,null,null,null,null,null,null,null,null,null,null,null,null,null,null,null,null,null,null,null,null,null,null,null,null,null,null,null,null,null,null,null,null,null,null,null,"00","00","00","00","00","00","00","00","00","00","00","00","00","00","00","00","00","00","00","00","00","00","00","00","00","00","00","00","00","00","00","00","00","00","00","00","00","00","00","00","00","00","00","00","00"]
[null,null,null,null,null,null,null,null,null,null,null,null,null,null,null,null,null,null,null,null,null,null,null,null,null,null,null,null,null,null,null,null,null,null,null,null,null,null,null,null,null,null,null,null,null,null,null,null,null,null,null,null,null,null,null,null,null,null,null,null,null,null,null,null,null,null,null,null,null,null,null,null,null,null,null,null,null,null,null,null,null,null,null,null,null,null,null,null,null,null,null,null,null,null,null,"00","00","00","00","00","00","00","00","00","00","00","00","00","00","00","00","00","00","00","00","00","00","00","00","00","00","00","00","00","00","00","00","00","00","00","00","00","00","00","00","00","00","00","00","00"]
[null,null,null,null,null,null,null,null,null,null,null,null,null,null,null,null,null,null,null,null,null,null,null,null,null,null,null,null,null,null,null,null,null,null,null,null,null,null,null,null,null,null,null,null,null,null,null,null,null,null,null,null,null,null,null,null,null,null,null,null,null,null,null,null,null,null,null,null,null,null,null,null,null,null,null,null,null,null,null,null,null,null,null,null,null,null,null,null,null,null,null,null,null,null,null,"00","00","00","00","00","00","00","00","00","00","00","00","00","00","00","00","00","00","00","00","00","00","00","00","00","00","00","00","00","00","00","00","00","00","00","00","00","00","00","00","00","00","00","00","00"]
[null,null,null,null,null,null,null,null,null,null,null,null,null,null,null,null,null,null,null,null,null,null,null,null,null,null,null,null,null,null,null,null,null,null,null,null,null,null,null,null,null,null,null,null,null,null,null,null,null,null,null,null,null,null,null,null,null,null,null,null,null,null,null,null,null,null,null,null,null,null,null,null,null,null,null,null,null,null,null,null,null,null,null,null,null,null,null,null,null,null,null,null,null,null,null,"00","00","00","00","00","00","00","00","00","00","00","00","00","00","00","00","00","00","00","00","00","00","00","00","00","00","00","00","00","00","00","00","00","00","00","00","00","00","00","00","00","00","00","00","00"]
[null,null,null,null,null,null,null,null,null,null,null,null,null,null,null,null,null,null,null,null,null,null,null,null,null,null,null,null,null,null,null,null,null,null,null,null,null,null,null,null,null,null,null,null,null,null,null,null,null,null,null,null,null,null,null,null,null,null,null,null,null,null,null,null,null,null,null,null,null,null,null,null,null,null,null,null,null,null,null,null,null,null,null,null,null,null,null,null,null,null,null,null,null,null,null,"00","00","00","00","00","00","00","00","00","00","00","00","00","00","00","00","00","00","00","00","00","00","00","00","00","00","00","00","00","00","00","00","00","00","00","00","00","00","00","00","00","00","00","00","00"]
[null,null,null,null,null,null,null,null,null,null,null,null,null,null,null,null,null,null,null,null,null,null,null,null,null,null,null,null,null,null,null,null,null,null,null,null,null,null,null,null,null,null,null,null,null,null,null,null,null,null,null,null,null,null,null,null,null,null,null,null,null,null,null,null,null,null,null,null,null,null,null,null,null,null,null,null,null,null,null,null,null,null,null,null,null,null,null,null,null,null,null,null,null,null,null,"00","00","00","00","00","00","00","00","00","00","00","00","00","00","00","00","00","00","00","00","00","00","00","00","00","00","00","00","00","00","00","00","00","00","00","00","00","00","00","00","00","00","00","00","00"]
[null,null,null,null,null,null,null,null,null,null,null,null,null,null,null,null,null,null,null,null,null,null,null,null,null,null,null,null,null,null,null,null,null,null,null,null,null,null,null,null,null,null,null,null,null,null,null,null,null,null,null,null,null,null,null,null,null,null,null,null,null,null,null,null,null,null,null,null,null,null,null,null,null,null,null,null,null,null,null,null,null,null,null,null,null,null,null,null,null,null,null,null,null,null,null,"00","00","00","00","00","00","00","00","00","00","00","00","00","00","00","00","00","00","00","00","00","00","00","00","00","00","00","00","00","00","00","00","00","00","00","00","00","00","00","00","00","00","00","00","00"]
[null,null,null,null,null,null,null,null,null,null,null,null,null,null,null,null,null,null,null,null,null,null,null,null,null,null,null,null,null,null,null,null,null,null,null,null,null,null,null,null,null,null,null,null,null,null,null,null,null,null,null,null,null,null,null,null,null,null,null,null,null,null,null,null,null,null,null,null,null,null,null,null,null,null,null,null,null,null,null,null,null,null,null,null,null,null,null,null,null,null,null,null,null,null,null,"00","00","00","00","00","00","00","00","00","00","00","00","00","00","00","00","00","00","00","00","00","00","00","00","00","00","00","00","00","00","00","00","00","00","00","00","00","00","00","00","00","00","00","00","00"]
[null,null,null,null,null,null,null,null,null,null,null,null,null,null,null,null,null,null,null,null,null,null,null,null,null,null,null,null,null,null,null,null,null,null,null,null,null,null,null,null,null,null,null,null,null,null,null,null,null,null,null,null,null,null,null,null,null,null,null,null,null,null,null,null,null,null,null,null,null,null,null,null,null,null,null,null,null,null,null,null,null,null,null,null,null,null,null,null,null,null,null,null,null,null,null,"00","00","00","00","00","00","00","00","00","00","00","00","00","00","00","00","00","00","00","00","00","00","00","00","00","00","00","00","00","00","00","00","00","00","00","00","00","00","00","00","00","00","00","00","00"]
[null,null,null,null,null,null,null,null,null,null,null,null,null,null,null,null,null,null,null,null,null,null,null,null,null,null,null,null,null,null,null,null,null,null,null,null,null,null,null,null,null,null,null,null,null,null,null,null,null,null,null,null,null,null,null,null,null,null,null,null,null,null,null,null,null,null,null,null,null,null,null,null,null,null,null,null,null,null,null,null,null,null,null,null,null,null,null,null,null,null,null,null,null,null,null,"00","00","00","00","00","00","00","00","00","00","00","00","00","00","00","00","00","00","00","00","00","00","00","00","00","00","00","00","00","00","00","00","00","00","00","00","00","00","00","00","00","00","00","00","00"]
[null,null,null,null,null,null,null,null,null,null,null,null,null,null,null,null,null,null,null,null,null,null,null,null,null,null,null,null,null,null,null,null,null,null,null,null,null,null,null,null,null,null,null,null,null,null,null,null,null,null,null,null,null,null,null,null,null,null,null,null,null,null,null,null,null,null,null,null,null,null,null,null,null,null,null,null,null,null,null,null,null,null,null,null,null,null,null,null,null,null,null,null,null,null,null,"00","00","00","00","00","00","00","00","00","00","00","00","00","00","00","00","00","00","00","00","00","00","00","00","00","00","00","00","00","00","00","00","00","00","00","00","00","00","00","00","00","00","00","00","00"]
[null,null,null,null,null,null,null,null,null,null,null,null,null,null,null,null,null,null,null,null,null,null,null,null,null,null,null,null,null,null,null,null,null,null,null,null,null,null,null,null,null,null,null,null,null,null,null,null,null,null,null,null,null,null,null,null,null,null,null,null,null,null,null,null,null,null,null,null,null,null,null,null,null,null,null,null,null,null,null,null,null,null,null,null,null,null,null,null,null,null,null,null,null,null,null,"00","00","00","00","00","00","00","00","00","00","00","00","00","00","00","00","00","00","00","00","00","00","00","00","00","00","00","00","00","00","00","00","00","00","00","00","00","00","00","00","00","00","00","00","00"]
[null,null,null,null,null,null,null,null,null,null,null,null,null,null,null,null,null,null,null,null,null,null,null,null,null,null,null,null,null,null,null,null,null,null,null,null,null,null,null,null,null,null,null,null,null,null,null,null,null,null,null,null,null,null,null,null,null,null,null,null,null,null,null,null,null,null,null,null,null,null,null,null,null,null,null,null,null,null,null,null,null,null,null,null,null,null,null,null,null,null,null,null,null,null,null,"00","00","00","00","00","00","00","00","00","00","00","00","00","00","00","00","00","00","00","00","00","00","00","00","00","00","00","00","00","00","00","00","00","00","00","00","00","00","00","00","00","00","00","00","00"]
[null,null,null,null,null,null,null,null,null,null,null,null,null,null,null,null,null,null,null,null,null,null,null,null,null,null,null,null,null,null,null,null,null,null,null,null,null,null,null,null,null,null,null,null,null,null,null,null,null,null,null,null,null,null,null,null,null,null,null,null,null,null,null,null,null,null,null,null,null,null,null,null,null,null,null,null,null,null,null,null,null,null,null,null,null,null,null,null,null,null,null,null,null,null,null,"00","00","00","00","00","00","00","00","00","00","00","00","00","00","00","00","00","00","00","00","00","00","00","00","00","00","00","00","00","00","00","00","00","00","00","00","00","00","00","00","00","00","00","00","00"]
[null,null,null,null,null,null,null,null,null,null,null,null,null,null,null,null,null,null,null,null,null,null,null,null,null,null,null,null,null,null,null,null,null,null,null,null,null,null,null,null,null,null,null,null,null,null,null,null,null,null,null,null,null,null,null,null,null,null,null,null,null,null,null,null,null,null,null,null,null,null,null,null,null,null,null,null,null,null,null,null,null,null,null,null,null,null,null,null,null,null,null,null,null,null,null,"00","00","00","00","00","00","00","00","00","00","00","00","00","00","00","00","00","00","00","00","00","00","00","00","00","00","00","00","00","00","00","00","00","00","00","00","00","00","00","00","00","00","00","00","00"]
[null,null,null,null,null,null,null,null,null,null,null,null,null,null,null,null,null,null,null,null,null,null,null,null,null,null,null,null,null,null,null,null,null,null,null,null,null,null,null,null,null,null,null,null,null,null,null,null,null,null,null,null,null,null,null,null,null,null,null,null,null,null,null,null,null,null,null,null,null,null,null,null,null,null,null,null,null,null,null,null,null,null,null,null,null,null,null,null,null,null,null,null,null,null,null,"00","00","00","00","00","00","00","00","00","00","00","00","00","00","00","00","00","00","00","00","00","00","00","00","00","00","00","00","00","00","00","00","00","00","00","00","00","00","00","00","00","00","00","00","00"]
[null,null,null,null,null,null,null,null,null,null,null,null,null,null,null,null,null,null,null,null,null,null,null,null,null,null,null,null,null,null,null,null,null,null,null,null,null,null,null,null,null,null,null,null,null,null,null,null,null,null,null,null,null,null,null,null,null,null,null,null,null,null,null,null,null,null,null,null,null,null,null,null,null,null,null,null,null,null,null,null,null,null,null,null,null,null,null,null,null,null,null,null,null,null,null,"00","00","00","00","00","00","00","00","00","00","00","00","00","00","00","00","00","00","00","00","00","00","00","00","00","00","00","00","00","00","00","00","00","00","00","00","00","00","00","00","00","00","00","00","00"]
[null,null,null,null,null,null,null,null,null,null,null,null,null,null,null,null,null,null,null,null,null,null,null,null,null,null,null,null,null,null,null,null,null,null,null,null,null,null,null,null,null,null,null,null,null,null,null,null,null,null,null,null,null,null,null,null,null,null,null,null,null,null,null,null,null,null,null,null,null,null,null,null,null,null,null,null,null,null,null,null,null,null,null,null,null,null,null,null,null,null,null,null,null,null,null,"00","00","00","00","00","00","00","00","00","00","00","00","00","00","00","00","00","00","00","00","00","00","00","00","00","00","00","00","00","00","00","00","00","00","00","00","00","00","00","00","00","00","00","00","00"]
[null,null,null,null,null,null,null,null,null,null,null,null,null,null,null,null,null,null,null,null,null,null,null,null,null,null,null,null,null,null,null,null,null,null,null,null,null,null,null,null,null,null,null,null,null,null,null,null,null,null,null,null,null,null,null,null,null,null,null,null,null,null,null,null,null,null,null,null,null,null,null,null,null,null,null,null,null,null,null,null,null,null,null,null,null,null,null,null,null,null,null,null,null,null,null,"00","00","00","00","00","00","00","00","00","00","00","00","00","00","00","00","00","00","00","00","00","00","00","00","00","00","00","00","00","00","00","00","00","00","00","00","00","00","00","00","00","00","00","00","00"]
[null,null,null,null,null,null,null,null,null,null,null,null,null,null,null,null,null,null,null,null,null,null,null,null,null,null,null,null,null,null,null,null,null,null,null,null,null,null,null,null,null,null,null,null,null,null,null,null,null,null,null,null,null,null,null,null,null,null,null,null,null,null,null,null,null,null,null,null,null,null,null,null,null,null,null,null,null,null,null,null,null,null,null,null,null,null,null,null,null,null,null,null,null,null,null,"00","00","00","00","00","00","00","00","00","00","00","00","00","00","00","00","00","00","00","00","00","00","00","00","00","00","00","00","00","00","00","00","00","00","00","00","00","00","00","00","00","00","00","00","00"]
[null,null,null,null,null,null,null,null,null,null,null,null,null,null,null,null,null,null,null,null,null,null,null,null,null,null,null,null,null,null,null,null,null,null,null,null,null,null,null,null,null,null,null,null,null,null,null,null,null,null,null,null,null,null,null,null,null,null,null,null,null,null,null,null,null,null,null,null,null,null,null,null,null,null,null,null,null,null,null,null,null,null,null,null,null,null,null,null,null,null,null,null,null,null,null,"00","00","00","00","00","00","00","00","00","00","00","00","00","00","00","00","00","00","00","00","00","00","00","00","00","00","00","00","00","00","00","00","00","00","00","00","00","00","00","00","00","00","00","00","00"]
[null,null,null,null,null,null,null,null,null,null,null,null,null,null,null,null,null,null,null,null,null,null,null,null,null,null,null,null,null,null,null,null,null,null,null,null,null,null,null,null,null,null,null,null,null,null,null,null,null,null,null,null,null,null,null,null,null,null,null,null,null,null,null,null,null,null,null,null,null,null,null,null,null,null,null,null,null,null,null,null,null,null,null,null,null,null,null,null,null,null,null,null,null,null,null,"00","00","00","00","00","00","00","00","00","00","00","00","00","00","00","00","00","00","00","00","00","00","00","00","00","00","00","00","00","00","00","00","00","00","00","00","00","00","00","00","00","00","00","00","00"]
[null,null,null,null,null,null,null,null,null,null,null,null,null,null,null,null,null,null,null,null,null,null,null,null,null,null,null,null,null,null,null,null,null,null,null,null,null,null,null,null,null,null,null,null,null,null,null,null,null,null,null,null,null,null,null,null,null,null,null,null,null,null,null,null,null,null,null,null,null,null,null,null,null,null,null,null,null,null,null,null,null,null,null,null,null,null,null,null,null,null,null,null,null,null,null,"00","00","00","00","00","00","00","00","00","00","00","00","00","00","00","00","00","00","00","00","00","00","00","00","00","00","00","00","00","00","00","00","00","00","00","00","00","00","00","00","00","00","00","00","00"]
[null,null,null,null,null,null,null,null,null,null,null,null,null,null,null,null,null,null,null,null,null,null,null,null,null,null,null,null,null,null,null,null,null,null,null,null,null,null,null,null,null,null,null,null,null,null,null,null,null,null,null,null,null,null,null,null,null,null,null,null,null,null,null,null,null,null,null,null,null,null,null,null,null,null,null,null,null,null,null,null,null,null,null,null,null,null,null,null,null,null,null,null,null,null,null,"00","00","00","00","00","00","00","00","00","00","00","00","00","00","00","00","00","00","00","00","00","00","00","00","00","00","00","00","00","00","00","00","00","00","00","00","00","00","00","00","00","00","00","00","00"]
[null,null,null,null,null,null,null,null,null,null,null,null,null,null,null,null,null,null,null,null,null,null,null,null,null,null,null,null,null,null,null,null,null,null,null,null,null,null,null,null,null,null,null,null,null,null,null,null,null,null,null,null,null,null,null,null,null,null,null,null,null,null,null,null,null,null,null,null,null,null,null,null,null,null,null,null,null,null,null,null,null,null,null,null,null,null,null,null,null,null,null,null,null,null,null,"00","00","00","00","00","00","00","00","00","00","00","00","00","00","00","00","00","00","00","00","00","00","00","00","00","00","00","00","00","00","00","00","00","00","00","00","00","00","00","00","00","00","00","00","00"]
[null,null,null,null,null,null,null,null,null,null,null,null,null,null,null,null,null,null,null,null,null,null,null,null,null,null,null,null,null,null,null,null,null,null,null,null,null,null,null,null,null,null,null,null,null,null,null,null,null,null,null,null,null,null,null,null,null,null,null,null,null,null,null,null,null,null,null,null,null,null,null,null,null,null,null,null,null,null,null,null,null,null,null,null,null,null,null,null,null,null,null,null,null,null,null,"00","00","00","00","00","00","00","00","00","00","00","00","00","00","00","00","00","00","00","00","00","00","00","00","00","00","00","00","00","00","00","00","00","00","00","00","00","00","00","00","00","00","00","00","00"]
[null,null,null,null,null,null,null,null,null,null,null,null,null,null,null,null,null,null,null,null,null,null,null,null,null,null,null,null,null,null,null,null,null,null,null,null,null,null,null,null,null,null,null,null,null,null,null,null,null,null,null,null,null,null,null,null,null,null,null,null,null,null,null,null,null,null,null,null,null,null,null,null,null,null,null,null,null,null,null,null,null,null,null,null,null,null,null,null,null,null,null,null,null,null,null,"00","00","00","00","00","00","00","00","00","00","00","00","00","00","00","00","00","00","00","00","00","00","00","00","00","00","00","00","00","00","00","00","00","00","00","00","00","00","00","00","00","00","00","00","00"]
[null,null,null,null,null,null,null,null,null,null,null,null,null,null,null,null,null,null,null,null,null,null,null,null,null,null,null,null,null,null,null,null,null,null,null,null,null,null,null,null,null,null,null,null,null,null,null,null,null,null,null,null,null,null,null,null,null,null,null,null,null,null,null,null,null,null,null,null,null,null,null,null,null,null,null,null,null,null,null,null,null,null,null,null,null,null,null,null,null,null,null,null,null,null,null,"00","00","00","00","00","00","00","00","00","00","00","00","00","00","00","00","00","00","00","00","00","00","00","00","00","00","00","00","00","00","00","00","00","00","00","00","00","00","00","00","00","00","00","00","00"]
[null,null,null,null,null,null,null,null,null,null,null,null,null,null,null,null,null,null,null,null,null,null,null,null,null,null,null,null,null,null,null,null,null,null,null,null,null,null,null,null,null,null,null,null,null,null,null,null,null,null,null,null,null,null,null,null,null,null,null,null,null,null,null,null,null,null,null,null,null,null,null,null,null,null,null,null,null,null,null,null,null,null,null,null,null,null,null,null,null,null,null,null,null,null,null,"00","00","00","00","00","00","00","00","00","00","00","00","00","00","00","00","00","00","00","00","00","00","00","00","00","00","00","00","00","00","00","00","00","00","00","00","00","00","00","00","00","00","00","00","00"]
[null,null,null,null,null,null,null,null,null,null,null,null,null,null,null,null,null,null,null,null,null,null,null,null,null,null,null,null,null,null,null,null,null,null,null,null,null,null,null,null,null,null,null,null,null,null,null,null,null,null,null,null,null,null,null,null,null,null,null,null,null,null,null,null,null,null,null,null,null,null,null,null,null,null,null,null,null,null,null,null,null,null,null,null,null,null,null,null,null,null,null,null,null,null,null,"00","00","00","00","00","00","00","00","00","00","00","00","00","00","00","00","00","00","00","00","00","00","00","00","00","00","00","00","00","00","00","00","00","00","00","00","00","00","00","00","00","00","00","00","00"]
[null,null,null,null,null,null,null,null,null,null,null,null,null,null,null,null,null,null,null,null,null,null,null,null,null,null,null,null,null,null,null,null,null,null,null,null,null,null,null,null,null,null,null,null,null,null,null,null,null,null,null,null,null,null,null,null,null,null,null,null,null,null,null,null,null,null,null,null,null,null,null,null,null,null,null,null,null,null,null,null,null,null,null,null,null,null,null,null,null,null,null,null,null,null,null,"00","00","00","00","00","00","00","00","00","00","00","00","00","00","00","00","00","00","00","00","00","00","00","00","00","00","00","00","00","00","00","00","00","00","00","00","00","00","00","00","00","00","00","00","00"]
[null,null,null,null,null,null,null,null,null,null,null,null,null,null,null,null,null,null,null,null,null,null,null,null,null,null,null,null,null,null,null,null,null,null,null,null,null,null,null,null,null,null,null,null,null,null,null,null,null,null,null,null,null,null,null,null,null,null,null,null,null,null,null,null,null,null,null,null,null,null,null,null,null,null,null,null,null,null,null,null,null,null,null,null,null,null,null,null,null,null,null,null,null,null,null,"00","00","00","00","00","00","00","00","00","00","00","00","00","00","00","00","00","00","00","00","00","00","00","00","00","00","00","00","00","00","00","00","00","00","00","00","00","00","00","00","00","00","00","00","00"]
[null,null,null,null,null,null,null,null,null,null,null,null,null,null,null,null,null,null,null,null,null,null,null,null,null,null,null,null,null,null,null,null,null,null,null,null,null,null,null,null,null,null,null,null,null,null,null,null,null,null,null,null,null,null,null,null,null,null,null,null,null,null,null,null,null,null,null,null,null,null,null,null,null,null,null,null,null,null,null,null,null,null,null,null,null,null,null,null,null,null,null,null,null,null,null,"00","00","00","00","00","00","00","00","00","00","00","00","00","00","00","00","00","00","00","00","00","00","00","00","00","00","00","00","00","00","00","00","00","00","00","00","00","00","00","00","00","00","00","00","00"]
[null,null,null,null,null,null,null,null,null,null,null,null,null,null,null,null,null,null,null,null,null,null,null,null,null,null,null,null,null,null,null,null,null,null,null,null,null,null,null,null,null,null,null,null,null,null,null,null,null,null,null,null,null,null,null,null,null,null,null,null,null,null,null,null,null,null,null,null,null,null,null,null,null,null,null,null,null,null,null,null,null,null,null,null,null,null,null,null,null,null,null,null,null,null,null,"00","00","00","00","00","00","00","00","00","00","00","00","00","00","00","00","00","00","00","00","00","00","00","00","00","00","00","00","00","00","00","00","00","00","00","00","00","00","00","00","00","00","00","00","00"]
[null,null,null,null,null,null,null,null,null,null,null,null,null,null,null,null,null,null,null,null,null,null,null,null,null,null,null,null,null,null,null,null,null,null,null,null,null,null,null,null,null,null,null,null,null,null,null,null,null,null,null,null,null,null,null,null,null,null,null,null,null,null,null,null,null,null,null,null,null,null,null,null,null,null,null,null,null,null,null,null,null,null,null,null,null,null,null,null,null,null,null,null,null,null,null,"00","00","00","00","00","00","00","00","00","00","00","00","00","00","00","00","00","00","00","00","00","00","00","00","00","00","00","00","00","00","00","00","00","00","00","00","00","00","00","00","00","00","00","00","00"]
[null,null,null,null,null,null,null,null,null,null,null,null,null,null,null,null,null,null,null,null,null,null,null,null,null,null,null,null,null,null,null,null,null,null,null,null,null,null,null,null,null,null,null,null,null,null,null,null,null,null,null,null,null,null,null,null,null,null,null,null,null,null,null,null,null,null,null,null,null,null,null,null,null,null,null,null,null,null,null,null,null,null,null,null,null,null,null,null,null,null,null,null,null,null,null,"00","00","00","00","00","00","00","00","00","00","00","00","00","00","00","00","00","00","00","00","00","00","00","00","00","00","00","00","00","00","00","00","00","00","00","00","00","00","00","00","00","00","00","00","00"]
[null,null,null,null,null,null,null,null,null,null,null,null,null,null,null,null,null,null,null,null,null,null,null,null,null,null,null,null,null,null,null,null,null,null,null,null,null,null,null,null,null,null,null,null,null,null,null,null,null,null,null,null,null,null,null,null,null,null,null,null,null,null,null,null,null,null,null,null,null,null,null,null,null,null,null,null,null,null,null,null,null,null,null,null,null,null,null,null,null,null,null,null,null,null,null,"00","00","00","00","00","00","00","00","00","00","00","00","00","00","00","00","00","00","00","00","00","00","00","00","00","00","00","00","00","00","00","00","00","00","00","00","00","00","00","00","00","00","00","00","00"]
[null,null,null,null,null,null,null,null,null,null,null,null,null,null,null,null,null,null,null,null,null,null,null,null,null,null,null,null,null,null,null,null,null,null,null,null,null,null,null,null,null,null,null,null,null,null,null,null,null,null,null,null,null,null,null,null,null,null,null,null,null,null,null,null,null,null,null,null,null,null,null,null,null,null,null,null,null,null,null,null,null,null,null,null,null,null,null,null,null,null,null,null,null,null,null,"00","00","00","00","00","00","00","00","00","00","00","00","00","00","00","00","00","00","00","00","00","00","00","00","00","00","00","00","00","00","00","00","00","00","00","00","00","00","00","00","00","00","00","00","00"]
[null,null,null,null,null,null,null,null,null,null,null,null,null,null,null,null,null,null,null,null,null,null,null,null,null,null,null,null,null,null,null,null,null,null,null,null,null,null,null,null,null,null,null,null,null,null,null,null,null,null,null,null,null,null,null,null,null,null,null,null,null,null,null,null,null,null,null,null,null,null,null,null,null,null,null,null,null,null,null,null,null,null,null,null,null,null,null,null,null,null,null,null,null,null,null,"00","00","00","00","00","00","00","00","00","00","00","00","00","00","00","00","00","00","00","00","00","00","00","00","00","00","00","00","00","00","00","00","00","00","00","00","00","00","00","00","00","00","00","00","00"]
[null,null,null,null,null,null,null,null,null,null,null,null,null,null,null,null,null,null,null,null,null,null,null,null,null,null,null,null,null,null,null,null,null,null,null,null,null,null,null,null,null,null,null,null,null,null,null,null,null,null,null,null,null,null,null,null,null,null,null,null,null,null,null,null,null,null,null,null,null,null,null,null,null,null,null,null,null,null,null,null,null,null,null,null,null,null,null,null,null,null,null,null,null,null,null,"00","00","00","00","00","00","00","00","00","00","00","00","00","00","00","00","00","00","00","00","00","00","00","00","00","00","00","00","00","00","00","00","00","00","00","00","00","00","00","00","00","00","00","00","00"]
[null,null,null,null,null,null,null,null,null,null,null,null,null,null,null,null,null,null,null,null,null,null,null,null,null,null,null,null,null,null,null,null,null,null,null,null,null,null,null,null,null,null,null,null,null,null,null,null,null,null,null,null,null,null,null,null,null,null,null,null,null,null,null,null,null,null,null,null,null,null,null,null,null,null,null,null,null,null,null,null,null,null,null,null,null,null,null,null,null,null,null,null,null,null,null,"00","00","00","00","00","00","00","00","00","00","00","00","00","00","00","00","00","00","00","00","00","00","00","00","00","00","00","00","00","00","00","00","00","00","00","00","00","00","00","00","00","00","00","00","00"]
[null,null,null,null,null,null,null,null,null,null,null,null,null,null,null,null,null,null,null,null,null,null,null,null,null,null,null,null,null,null,null,null,null,null,null,null,null,null,null,null,null,null,null,null,null,null,null,null,null,null,null,null,null,null,null,null,null,null,null,null,null,null,null,null,null,null,null,null,null,null,null,null,null,null,null,null,null,null,null,null,null,null,null,null,null,null,null,null,null,null,null,null,null,null,null,"00","00","00","00","00","00","00","00","00","00","00","00","00","00","00","00","00","00","00","00","00","00","00","00","00","00","00","00","00","00","00","00","00","00","00","00","00","00","00","00","00","00","00","00","00"]
[null,null,null,null,null,null,null,null,null,null,null,null,null,null,null,null,null,null,null,null,null,null,null,null,null,null,null,null,null,null,null,null,null,null,null,null,null,null,null,null,null,null,null,null,null,null,null,null,null,null,null,null,null,null,null,null,null,null,null,null,null,null,null,null,null,null,null,null,null,null,null,null,null,null,null,null,null,null,null,null,null,null,null,null,null,null,null,null,null,null,null,null,null,null,null,"00","00","00","00","00","00","00","00","00","00","00","00","00","00","00","00","00","00","00","00","00","00","00","00","00","00","00","00","00","00","00","00","00","00","00","00","00","00","00","00","00","00","00","00","00"]
[null,null,null,null,null,null,null,null,null,null,null,null,null,null,null,null,null,null,null,null,null,null,null,null,null,null,null,null,null,null,null,null,null,null,null,null,null,null,null,null,null,null,null,null,null,null,null,null,null,null,null,null,null,null,null,null,null,null,null,null,null,null,null,null,null,null,null,null,null,null,null,null,null,null,null,null,null,null,null,null,null,null,null,null,null,null,null,null,null,null,null,null,null,null,null,"00","00","00","00","00","00","00","00","00","00","00","00","00","00","00","00","00","00","00","00","00","00","00","00","00","00","00","00","00","00","00","00","00","00","00","00","00","00","00","00","00","00","00","00","00"]
[null,null,null,null,null,null,null,null,null,null,null,null,null,null,null,null,null,null,null,null,null,null,null,null,null,null,null,null,null,null,null,null,null,null,null,null,null,null,null,null,null,null,null,null,null,null,null,null,null,null,null,null,null,null,null,null,null,null,null,null,null,null,null,null,null,null,null,null,null,null,null,null,null,null,null,null,null,null,null,null,null,null,null,null,null,null,null,null,null,null,null,null,null,null,null,"00","00","00","00","00","00","00","00","00","00","00","00","00","00","00","00","00","00","00","00","00","00","00","00","00","00","00","00","00","00","00","00","00","00","00","00","00","00","00","00","00","00","00","00","00"]
[null,null,null,null,null,null,null,null,null,null,null,null,null,null,null,null,null,null,null,null,null,null,null,null,null,null,null,null,null,null,null,null,null,null,null,null,null,null,null,null,null,null,null,null,null,null,null,null,null,null,null,null,null,null,null,null,null,null,null,null,null,null,null,null,null,null,null,null,null,null,null,null,null,null,null,null,null,null,null,null,null,null,null,null,null,null,null,null,null,null,null,null,null,null,null,"00","00","00","00","00","00","00","00","00","00","00","00","00","00","00","00","00","00","00","00","00","00","00","00","00","00","00","00","00","00","00","00","00","00","00","00","00","00","00","00","00","00","00","00","00"]
[null,null,null,null,null,null,null,null,null,null,null,null,null,null,null,null,null,null,null,null,null,null,null,null,null,null,null,null,null,null,null,null,null,null,null,null,null,null,null,null,null,null,null,null,null,null,null,null,null,null,null,null,null,null,null,null,null,null,null,null,null,null,null,null,null,null,null,null,null,null,null,null,null,null,null,null,null,null,null,null,null,null,null,null,null,null,null,null,null,null,null,null,null,null,null,"00","00","00","00","00","00","00","00","00","00","00","00","00","00","00","00","00","00","00","00","00","00","00","00","00","00","00","00","00","00","00","00","00","00","00","00","00","00","00","00","00","00","00","00","00"]
[null,null,null,null,null,null,null,null,null,null,null,null,null,null,null,null,null,null,null,null,null,null,null,null,null,null,null,null,null,null,null,null,null,null,null,null,null,null,null,null,null,null,null,null,null,null,null,null,null,null,null,null,null,null,null,null,null,null,null,null,null,null,null,null,null,null,null,null,null,null,null,null,null,null,null,null,null,null,null,null,null,null,null,null,null,null,null,null,null,null,null,null,null,null,null,"00","00","00","00","00","00","00","00","00","00","00","00","00","00","00","00","00","00","00","00","00","00","00","00","00","00","00","00","00","00","00","00","00","00","00","00","00","00","00","00","00","00","00","00","00"]
[null,null,null,null,null,null,null,null,null,null,null,null,null,null,null,null,null,null,null,null,null,null,null,null,null,null,null,null,null,null,null,null,null,null,null,null,null,null,null,null,null,null,null,null,null,null,null,null,null,null,null,null,null,null,null,null,null,null,null,null,null,null,null,null,null,null,null,null,null,null,null,null,null,null,null,null,null,null,null,null,null,null,null,null,null,null,null,null,null,null,null,null,null,null,null,"00","00","00","00","00","00","00","00","00","00","00","00","00","00","00","00","00","00","00","00","00","00","00","00","00","00","00","00","00","00","00","00","00","00","00","00","00","00","00","00","00","00","00","00","00"]
[null,null,null,null,null,null,null,null,null,null,null,null,null,null,null,null,null,null,null,null,null,null,null,null,null,null,null,null,null,null,null,null,null,null,null,null,null,null,null,null,null,null,null,null,null,null,null,null,null,null,null,null,null,null,null,null,null,null,null,null,null,null,null,null,null,null,null,null,null,null,null,null,null,null,null,null,null,null,null,null,null,null,null,null,null,null,null,null,null,null,null,null,null,null,null,"00","00","00","00","00","00","00","00","00","00","00","00","00","00","00","00","00","00","00","00","00","00","00","00","00","00","00","00","00","00","00","00","00","00","00","00","00","00","00","00","00","00","00","00","00"]
[null,null,null,null,null,null,null,null,null,null,null,null,null,null,null,null,null,null,null,null,null,null,null,null,null,null,null,null,null,null,null,null,null,null,null,null,null,null,null,null,null,null,null,null,null,null,null,null,null,null,null,null,null,null,null,null,null,null,null,null,null,null,null,null,null,null,null,null,null,null,null,null,null,null,null,null,null,null,null,null,null,null,null,null,null,null,null,null,null,null,null,null,null,null,null,"00","00","00","00","00","00","00","00","00","00","00","00","00","00","00","00","00","00","00","00","00","00","00","00","00","00","00","00","00","00","00","00","00","00","00","00","00","00","00","00","00","00","00","00","00"]
[null,null,null,null,null,null,null,null,null,null,null,null,null,null,null,null,null,null,null,null,null,null,null,null,null,null,null,null,null,null,null,null,null,null,null,null,null,null,null,null,null,null,null,null,null,null,null,null,null,null,null,null,null,null,null,null,null,null,null,null,null,null,null,null,null,null,null,null,null,null,null,null,null,null,null,null,null,null,null,null,null,null,null,null,null,null,null,null,null,null,null,null,null,null,null,"00","00","00","00","00","00","00","00","00","00","00","00","00","00","00","00","00","00","00","00","00","00","00","00","00","00","00","00","00","00","00","00","00","00","00","00","00","00","00","00","00","00","00","00","00"]
[null,null,null,null,null,null,null,null,null,null,null,null,null,null,null,null,null,null,null,null,null,null,null,null,null,null,null,null,null,null,null,null,null,null,null,null,null,null,null,null,null,null,null,null,null,null,null,null,null,null,null,null,null,null,null,null,null,null,null,null,null,null,null,null,null,null,null,null,null,null,null,null,null,null,null,null,null,null,null,null,null,null,null,null,null,null,null,null,null,null,null,null,null,null,null,"00","00","00","00","00","00","00","00","00","00","00","00","00","00","00","00","00","00","00","00","00","00","00","00","00","00","00","00","00","00","00","00","00","00","00","00","00","00","00","00","00","00","00","00","00"]
[null,null,null,null,null,null,null,null,null,null,null,null,null,null,null,null,null,null,null,null,null,null,null,null,null,null,null,null,null,null,null,null,null,null,null,null,null,null,null,null,null,null,null,null,null,null,null,null,null,null,null,null,null,null,null,null,null,null,null,null,null,null,null,null,null,null,null,null,null,null,null,null,null,null,null,null,null,null,null,null,null,null,null,null,null,null,null,null,null,null,null,null,null,null,null,"00","00","00","00","00","00","00","00","00","00","00","00","00","00","00","00","00","00","00","00","00","00","00","00","00","00","00","00","00","00","00","00","00","00","00","00","00","00","00","00","00","00","00","00","00"]
[null,null,null,null,null,null,null,null,null,null,null,null,null,null,null,null,null,null,null,null,null,null,null,null,null,null,null,null,null,null,null,null,null,null,null,null,null,null,null,null,null,null,null,null,null,null,null,null,null,null,null,null,null,null,null,null,null,null,null,null,null,null,null,null,null,null,null,null,null,null,null,null,null,null,null,null,null,null,null,null,null,null,null,null,null,null,null,null,null,null,null,null,null,null,null,"00","00","00","00","00","00","00","00","00","00","00","00","00","00","00","00","00","00","00","00","00","00","00","00","00","00","00","00","00","00","00","00","00","00","00","00","00","00","00","00","00","00","00","00","00"]
[null,null,null,null,null,null,null,null,null,null,null,null,null,null,null,null,null,null,null,null,null,null,null,null,null,null,null,null,null,null,null,null,null,null,null,null,null,null,null,null,null,null,null,null,null,null,null,null,null,null,null,null,null,null,null,null,null,null,null,null,null,null,null,null,null,null,null,null,null,null,null,null,null,null,null,null,null,null,null,null,null,null,null,null,null,null,null,null,null,null,null,null,null,null,null,"00","00","00","00","00","00","00","00","00","00","00","00","00","00","00","00","00","00","00","00","00","00","00","00","00","00","00","00","00","00","00","00","00","00","00","00","00","00","00","00","00","00","00","00","00"]
[null,null,null,null,null,null,null,null,null,null,null,null,null,null,null,null,null,null,null,null,null,null,null,null,null,null,null,null,null,null,null,null,null,null,null,null,null,null,null,null,null,null,null,null,null,null,null,null,null,null,null,null,null,null,null,null,null,null,null,null,null,null,null,null,null,null,null,null,null,null,null,null,null,null,null,null,null,null,null,null,null,null,null,null,null,null,null,null,null,null,null,null,null,null,null,"00","00","00","00","00","00","00","00","00","00","00","00","00","00","00","00","00","00","00","00","00","00","00","00","00","00","00","00","00","00","00","00","00","00","00","00","00","00","00","00","00","00","00","00","00"]
[null,null,null,null,null,null,null,null,null,null,null,null,null,null,null,null,null,null,null,null,null,null,null,null,null,null,null,null,null,null,null,null,null,null,null,null,null,null,null,null,null,null,null,null,null,null,null,null,null,null,null,null,null,null,null,null,null,null,null,null,null,null,null,null,null,null,null,null,null,null,null,null,null,null,null,null,null,null,null,null,null,null,null,null,null,null,null,null,null,null,null,null,null,null,null,"00","00","00","00","00","00","00","00","00","00","00","00","00","00","00","00","00","00","00","00","00","00","00","00","00","00","00","00","00","00","00","00","00","00","00","00","00","00","00","00","00","00","00","00","00"]
[null,null,null,null,null,null,null,null,null,null,null,null,null,null,null,null,null,null,null,null,null,null,null,null,null,null,null,null,null,null,null,null,null,null,null,null,null,null,null,null,null,null,null,null,null,null,null,null,null,null,null,null,null,null,null,null,null,null,null,null,null,null,null,null,null,null,null,null,null,null,null,null,null,null,null,null,null,null,null,null,null,null,null,null,null,null,null,null,null,null,null,null,null,null,null,"00","00","00","00","00","00","00","00","00","00","00","00","00","00","00","00","00","00","00","00","00","00","00","00","00","00","00","00","00","00","00","00","00","00","00","00","00","00","00","00","00","00","00","00","00"]
[null,null,null,null,null,null,null,null,null,null,null,null,null,null,null,null,null,null,null,null,null,null,null,null,null,null,null,null,null,null,null,null,null,null,null,null,null,null,null,null,null,null,null,null,null,null,null,null,null,null,null,null,null,null,null,null,null,null,null,null,null,null,null,null,null,null,null,null,null,null,null,null,null,null,null,null,null,null,null,null,null,null,null,null,null,null,null,null,null,null,null,null,null,null,null,"00","00","00","00","00","00","00","00","00","00","00","00","00","00","00","00","00","00","00","00","00","00","00","00","00","00","00","00","00","00","00","00","00","00","00","00","00","00","00","00","00","00","00","00","00"]
[null,null,null,null,null,null,null,null,null,null,null,null,null,null,null,null,null,null,null,null,null,null,null,null,null,null,null,null,null,null,null,null,null,null,null,null,null,null,null,null,null,null,null,null,null,null,null,null,null,null,null,null,null,null,null,null,null,null,null,null,null,null,null,null,null,null,null,null,null,null,null,null,null,null,null,null,null,null,null,null,null,null,null,null,null,null,null,null,null,null,null,null,null,null,null,"00","00","00","00","00","00","00","00","00","00","00","00","00","00","00","00","00","00","00","00","00","00","00","00","00","00","00","00","00","00","00","00","00","00","00","00","00","00","00","00","00","00","00","00","00"]
[null,null,null,null,null,null,null,null,null,null,null,null,null,null,null,null,null,null,null,null,null,null,null,null,null,null,null,null,null,null,null,null,null,null,null,null,null,null,null,null,null,null,null,null,null,null,null,null,null,null,null,null,null,null,null,null,null,null,null,null,null,null,null,null,null,null,null,null,null,null,null,null,null,null,null,null,null,null,null,null,null,null,null,null,null,null,null,null,null,null,null,null,null,null,null,"00","00","00","00","00","00","00","00","00","00","00","00","00","00","00","00","00","00","00","00","00","00","00","00","00","00","00","00","00","00","00","00","00","00","00","00","00","00","00","00","00","00","00","00","00"]
[null,null,null,null,null,null,null,null,null,null,null,null,null,null,null,null,null,null,null,null,null,null,null,null,null,null,null,null,null,null,null,null,null,null,null,null,null,null,null,null,null,null,null,null,null,null,null,null,null,null,null,null,null,null,null,null,null,null,null,null,null,null,null,null,null,null,null,null,null,null,null,null,null,null,null,null,null,null,null,null,null,null,null,null,null,null,null,null,null,null,null,null,null,null,null,"00","00","00","00","00","00","00","00","00","00","00","00","00","00","00","00","00","00","00","00","00","00","00","00","00","00","00","00","00","00","00","00","00","00","00","00","00","00","00","00","00","00","00","00","00"]
[null,null,null,null,null,null,null,null,null,null,null,null,null,null,null,null,null,null,null,null,null,null,null,null,null,null,null,null,null,null,null,null,null,null,null,null,null,null,null,null,null,null,null,null,null,null,null,null,null,null,null,null,null,null,null,null,null,null,null,null,null,null,null,null,null,null,null,null,null,null,null,null,null,null,null,null,null,null,null,null,null,null,null,null,null,null,null,null,null,null,null,null,null,null,null,"00","00","00","00","00","00","00","00","00","00","00","00","00","00","00","00","00","00","00","00","00","00","00","00","00","00","00","00","00","00","00","00","00","00","00","00","00","00","00","00","00","00","00","00","00"]
[null,null,null,null,null,null,null,null,null,null,null,null,null,null,null,null,null,null,null,null,null,null,null,null,null,null,null,null,null,null,null,null,null,null,null,null,null,null,null,null,null,null,null,null,null,null,null,null,null,null,null,null,null,null,null,null,null,null,null,null,null,null,null,null,null,null,null,null,null,null,null,null,null,null,null,null,null,null,null,null,null,null,null,null,null,null,null,null,null,null,null,null,null,null,null,"00","00","00","00","00","00","00","00","00","00","00","00","00","00","00","00","00","00","00","00","00","00","00","00","00","00","00","00","00","00","00","00","00","00","00","00","00","00","00","00","00","00","00","00","00"]
[null,null,null,null,null,null,null,null,null,null,null,null,null,null,null,null,null,null,null,null,null,null,null,null,null,null,null,null,null,null,null,null,null,null,null,null,null,null,null,null,null,null,null,null,null,null,null,null,null,null,null,null,null,null,null,null,null,null,null,null,null,null,null,null,null,null,null,null,null,null,null,null,null,null,null,null,null,null,null,null,null,null,null,null,null,null,null,null,null,null,null,null,null,null,null,"00","00","00","00","00","00","00","00","00","00","00","00","00","00","00","00","00","00","00","00","00","00","00","00","00","00","00","00","00","00","00","00","00","00","00","00","00","00","00","00","00","00","00","00","00"]
[null,null,null,null,null,null,null,null,null,null,null,null,null,null,null,null,null,null,null,null,null,null,null,null,null,null,null,null,null,null,null,null,null,null,null,null,null,null,null,null,null,null,null,null,null,null,null,null,null,null,null,null,null,null,null,null,null,null,null,null,null,null,null,null,null,null,null,null,null,null,null,null,null,null,null,null,null,null,null,null,null,null,null,null,null,null,null,null,null,null,null,null,null,null,null,"00","00","00","00","00","00","00","00","00","00","00","00","00","00","00","00","00","00","00","00","00","00","00","00","00","00","00","00","00","00","00","00","00","00","00","00","00","00","00","00","00","00","00","00","00"]
[null,null,null,null,null,null,null,null,null,null,null,null,null,null,null,null,null,null,null,null,null,null,null,null,null,null,null,null,null,null,null,null,null,null,null,null,null,null,null,null,null,null,null,null,null,null,null,null,null,null,null,null,null,null,null,null,null,null,null,null,null,null,null,null,null,null,null,null,null,null,null,null,null,null,null,null,null,null,null,null,null,null,null,null,null,null,null,null,null,null,null,null,null,null,null,"00","00","00","00","00","00","00","00","00","00","00","00","00","00","00","00","00","00","00","00","00","00","00","00","00","00","00","00","00","00","00","00","00","00","00","00","00","00","00","00","00","00","00","00","00"]
[null,null,null,null,null,null,null,null,null,null,null,null,null,null,null,null,null,null,null,null,null,null,null,null,null,null,null,null,null,null,null,null,null,null,null,null,null,null,null,null,null,null,null,null,null,null,null,null,null,null,null,null,null,null,null,null,null,null,null,null,null,null,null,null,null,null,null,null,null,null,null,null,null,null,null,null,null,null,null,null,null,null,null,null,null,null,null,null,null,null,null,null,null,null,null,"00","00","00","00","00","00","00","00","00","00","00","00","00","00","00","00","00","00","00","00","00","00","00","00","00","00","00","00","00","00","00","00","00","00","00","00","00","00","00","00","00","00","00","00","00"]
[null,null,null,null,null,null,null,null,null,null,null,null,null,null,null,null,null,null,null,null,null,null,null,null,null,null,null,null,null,null,null,null,null,null,null,null,null,null,null,null,null,null,null,null,null,null,null,null,null,null,null,null,null,null,null,null,null,null,null,null,null,null,null,null,null,null,null,null,null,null,null,null,null,null,null,null,null,null,null,null,null,null,null,null,null,null,null,null,null,null,null,null,null,null,null,"00","00","00","00","00","00","00","00","00","00","00","00","00","00","00","00","00","00","00","00","00","00","00","00","00","00","00","00","00","00","00","00","00","00","00","00","00","00","00","00","00","00","00","00","00"]
[null,null,null,null,null,null,null,null,null,null,null,null,null,null,null,null,null,null,null,null,null,null,null,null,null,null,null,null,null,null,null,null,null,null,null,null,null,null,null,null,null,null,null,null,null,null,null,null,null,null,null,null,null,null,null,null,null,null,null,null,null,null,null,null,null,null,null,null,null,null,null,null,null,null,null,null,null,null,null,null,null,null,null,null,null,null,null,null,null,null,null,null,null,null,null,"00","00","00","00","00","00","00","00","00","00","00","00","00","00","00","00","00","00","00","00","00","00","00","00","00","00","00","00","00","00","00","00","00","00","00","00","00","00","00","00","00","00","00","00","00"]
[null,null,null,null,null,null,null,null,null,null,null,null,null,null,null,null,null,null,null,null,null,null,null,null,null,null,null,null,null,null,null,null,null,null,null,null,null,null,null,null,null,null,null,null,null,null,null,null,null,null,null,null,null,null,null,null,null,null,null,null,null,null,null,null,null,null,null,null,null,null,null,null,null,null,null,null,null,null,null,null,null,null,null,null,null,null,null,null,null,null,null,null,null,null,null,"00","00","00","00","00","00","00","00","00","00","00","00","00","00","00","00","00","00","00","00","00","00","00","00","00","00","00","00","00","00","00","00","00","00","00","00","00","00","00","00","00","00","00","00","00"]
[null,null,null,null,null,null,null,null,null,null,null,null,null,null,null,null,null,null,null,null,null,null,null,null,null,null,null,null,null,null,null,null,null,null,null,null,null,null,null,null,null,null,null,null,null,null,null,null,null,null,null,null,null,null,null,null,null,null,null,null,null,null,null,null,null,null,null,null,null,null,null,null,null,null,null,null,null,null,null,null,null,null,null,null,null,null,null,null,null,null,null,null,null,null,null,"00","00","00","00","00","00","00","00","00","00","00","00","00","00","00","00","00","00","00","00","00","00","00","00","00","00","00","00","00","00","00","00","00","00","00","00","00","00","00","00","00","00","00","00","00"]
[null,null,null,null,null,null,null,null,null,null,null,null,null,null,null,null,null,null,null,null,null,null,null,null,null,null,null,null,null,null,null,null,null,null,null,null,null,null,null,null,null,null,null,null,null,null,null,null,null,null,null,null,null,null,null,null,null,null,null,null,null,null,null,null,null,null,null,null,null,null,null,null,null,null,null,null,null,null,null,null,null,null,null,null,null,null,null,null,null,null,null,null,null,null,null,"00","00","00","00","00","00","00","00","00","00","00","00","00","00","00","00","00","00","00","00","00","00","00","00","00","00","00","00","00","00","00","00","00","00","00","00","00","00","00","00","00","00","00","00","00"]
[null,null,null,null,null,null,null,null,null,null,null,null,null,null,null,null,null,null,null,null,null,null,null,null,null,null,null,null,null,null,null,null,null,null,null,null,null,null,null,null,null,null,null,null,null,null,null,null,null,null,null,null,null,null,null,null,null,null,null,null,null,null,null,null,null,null,null,null,null,null,null,null,null,null,null,null,null,null,null,null,null,null,null,null,null,null,null,null,null,null,null,null,null,null,null,"00","00","00","00","00","00","00","00","00","00","00","00","00","00","00","00","00","00","00","00","00","00","00","00","00","00","00","00","00","00","00","00","00","00","00","00","00","00","00","00","00","00","00","00","00"]
[null,null,null,null,null,null,null,null,null,null,null,null,null,null,null,null,null,null,null,null,null,null,null,null,null,null,null,null,null,null,null,null,null,null,null,null,null,null,null,null,null,null,null,null,null,null,null,null,null,null,null,null,null,null,null,null,null,null,null,null,null,null,null,null,null,null,null,null,null,null,null,null,null,null,null,null,null,null,null,null,null,null,null,null,null,null,null,null,null,null,null,null,null,null,null,"00","00","00","00","00","00","00","00","00","00","00","00","00","00","00","00","00","00","00","00","00","00","00","00","00","00","00","00","00","00","00","00","00","00","00","00","00","00","00","00","00","00","00","00","00"]
[null,null,null,null,null,null,null,null,null,null,null,null,null,null,null,null,null,null,null,null,null,null,null,null,null,null,null,null,null,null,null,null,null,null,null,null,null,null,null,null,null,null,null,null,null,null,null,null,null,null,null,null,null,null,null,null,null,null,null,null,null,null,null,null,null,null,null,null,null,null,null,null,null,null,null,null,null,null,null,null,null,null,null,null,null,null,null,null,null,null,null,null,null,null,null,"00","00","00","00","00","00","00","00","00","00","00","00","00","00","00","00","00","00","00","00","00","00","00","00","00","00","00","00","00","00","00","00","00","00","00","00","00","00","00","00","00","00","00","00","00"]
[null,null,null,null,null,null,null,null,null,null,null,null,null,null,null,null,null,null,null,null,null,null,null,null,null,null,null,null,null,null,null,null,null,null,null,null,null,null,null,null,null,null,null,null,null,null,null,null,null,null,null,null,null,null,null,null,null,null,null,null,null,null,null,null,null,null,null,null,null,null,null,null,null,null,null,null,null,null,null,null,null,null,null,null,null,null,null,null,null,null,null,null,null,null,null,"00","00","00","00","00","00","00","00","00","00","00","00","00","00","00","00","00","00","00","00","00","00","00","00","00","00","00","00","00","00","00","00","00","00","00","00","00","00","00","00","00","00","00","00","00"]
[null,null,null,null,null,null,null,null,null,null,null,null,null,null,null,null,null,null,null,null,null,null,null,null,null,null,null,null,null,null,null,null,null,null,null,null,null,null,null,null,null,null,null,null,null,null,null,null,null,null,null,null,null,null,null,null,null,null,null,null,null,null,null,null,null,null,null,null,null,null,null,null,null,null,null,null,null,null,null,null,null,null,null,null,null,null,null,null,null,null,null,null,null,null,null,"00","00","00","00","00","00","00","00","00","00","00","00","00","00","00","00","00","00","00","00","00","00","00","00","00","00","00","00","00","00","00","00","00","00","00","00","00","00","00","00","00","00","00","00","00"]
[null,null,null,null,null,null,null,null,null,null,null,null,null,null,null,null,null,null,null,null,null,null,null,null,null,null,null,null,null,null,null,null,null,null,null,null,null,null,null,null,null,null,null,null,null,null,null,null,null,null,null,null,null,null,null,null,null,null,null,null,null,null,null,null,null,null,null,null,null,null,null,null,null,null,null,null,null,null,null,null,null,null,null,null,null,null,null,null,null,null,null,null,null,null,null,"00","00","00","00","00","00","00","00","00","00","00","00","00","00","00","00","00","00","00","00","00","00","00","00","00","00","00","00","00","00","00","00","00","00","00","00","00","00","00","00","00","00","00","00","00"]
[null,null,null,null,null,null,null,null,null,null,null,null,null,null,null,null,null,null,null,null,null,null,null,null,null,null,null,null,null,null,null,null,null,null,null,null,null,null,null,null,null,null,null,null,null,null,null,null,null,null,null,null,null,null,null,null,null,null,null,null,null,null,null,null,null,null,null,null,null,null,null,null,null,null,null,null,null,null,null,null,null,null,null,null,null,null,null,null,null,null,null,null,null,null,null,"00","00","00","00","00","00","00","00","00","00","00","00","00","00","00","00","00","00","00","00","00","00","00","00","00","00","00","00","00","00","00","00","00","00","00","00","00","00","00","00","00","00","00","00","00"]
[null,null,null,null,null,null,null,null,null,null,null,null,null,null,null,null,null,null,null,null,null,null,null,null,null,null,null,null,null,null,null,null,null,null,null,null,null,null,null,null,null,null,null,null,null,null,null,null,null,null,null,null,null,null,null,null,null,null,null,null,null,null,null,null,null,null,null,null,null,null,null,null,null,null,null,null,null,null,null,null,null,null,null,null,null,null,null,null,null,null,null,null,null,null,null,"00","00","00","00","00","00","00","00","00","00","00","00","00","00","00","00","00","00","00","00","00","00","00","00","00","00","00","00","00","00","00","00","00","00","00","00","00","00","00","00","00","00","00","00","00"]
[null,null,null,null,null,null,null,null,null,null,null,null,null,null,null,null,null,null,null,null,null,null,null,null,null,null,null,null,null,null,null,null,null,null,null,null,null,null,null,null,null,null,null,null,null,null,null,null,null,null,null,null,null,null,null,null,null,null,null,null,null,null,null,null,null,null,null,null,null,null,null,null,null,null,null,null,null,null,null,null,null,null,null,null,null,null,null,null,null,null,null,null,null,null,null,"00","00","00","00","00","00","00","00","00","00","00","00","00","00","00","00","00","00","00","00","00","00","00","00","00","00","00","00","00","00","00","00","00","00","00","00","00","00","00","00","00","00","00","00","00"]
[null,null,null,null,null,null,null,null,null,null,null,null,null,null,null,null,null,null,null,null,null,null,null,null,null,null,null,null,null,null,null,null,null,null,null,null,null,null,null,null,null,null,null,null,null,null,null,null,null,null,null,null,null,null,null,null,null,null,null,null,null,null,null,null,null,null,null,null,null,null,null,null,null,null,null,null,null,null,null,null,null,null,null,null,null,null,null,null,null,null,null,null,null,null,null,"00","00","00","00","00","00","00","00","00","00","00","00","00","00","00","00","00","00","00","00","00","00","00","00","00","00","00","00","00","00","00","00","00","00","00","00","00","00","00","00","00","00","00","00","00"]
[null,null,null,null,null,null,null,null,null,null,null,null,null,null,null,null,null,null,null,null,null,null,null,null,null,null,null,null,null,null,null,null,null,null,null,null,null,null,null,null,null,null,null,null,null,null,null,null,null,null,null,null,null,null,null,null,null,null,null,null,null,null,null,null,null,null,null,null,null,null,null,null,null,null,null,null,null,null,null,null,null,null,null,null,null,null,null,null,null,null,null,null,null,null,null,"00","00","00","00","00","00","00","00","00","00","00","00","00","00","00","00","00","00","00","00","00","00","00","00","00","00","00","00","00","00","00","00","00","00","00","00","00","00","00","00","00","00","00","00","00"]
[null,null,null,null,null,null,null,null,null,null,null,null,null,null,null,null,null,null,null,null,null,null,null,null,null,null,null,null,null,null,null,null,null,null,null,null,null,null,null,null,null,null,null,null,null,null,null,null,null,null,null,null,null,null,null,null,null,null,null,null,null,null,null,null,null,null,null,null,null,null,null,null,null,null,null,null,null,null,null,null,null,null,null,null,null,null,null,null,null,null,null,null,null,null,null,"00","00","00","00","00","00","00","00","00","00","00","00","00","00","00","00","00","00","00","00","00","00","00","00","00","00","00","00","00","00","00","00","00","00","00","00","00","00","00","00","00","00","00","00","00"]
[null,null,null,null,null,null,null,null,null,null,null,null,null,null,null,null,null,null,null,null,null,null,null,null,null,null,null,null,null,null,null,null,null,null,null,null,null,null,null,null,null,null,null,null,null,null,null,null,null,null,null,null,null,null,null,null,null,null,null,null,null,null,null,null,null,null,null,null,null,null,null,null,null,null,null,null,null,null,null,null,null,null,null,null,null,null,null,null,null,null,null,null,null,null,null,"00","00","00","00","00","00","00","00","00","00","00","00","00","00","00","00","00","00","00","00","00","00","00","00","00","00","00","00","00","00","00","00","00","00","00","00","00","00","00","00","00","00","00","00","00"]
[null,null,null,null,null,null,null,null,null,null,null,null,null,null,null,null,null,null,null,null,null,null,null,null,null,null,null,null,null,null,null,null,null,null,null,null,null,null,null,null,null,null,null,null,null,null,null,null,null,null,null,null,null,null,null,null,null,null,null,null,null,null,null,null,null,null,null,null,null,null,null,null,null,null,null,null,null,null,null,null,null,null,null,null,null,null,null,null,null,null,null,null,null,null,null,"00","00","00","00","00","00","00","00","00","00","00","00","00","00","00","00","00","00","00","00","00","00","00","00","00","00","00","00","00","00","00","00","00","00","00","00","00","00","00","00","00","00","00","00","00"]
[null,null,null,null,null,null,null,null,null,null,null,null,null,null,null,null,null,null,null,null,null,null,null,null,null,null,null,null,null,null,null,null,null,null,null,null,null,null,null,null,null,null,null,null,null,null,null,null,null,null,null,null,null,null,null,null,null,null,null,null,null,null,null,null,null,null,null,null,null,null,null,null,null,null,null,null,null,null,null,null,null,null,null,null,null,null,null,null,null,null,null,null,null,null,null,"00","00","00","00","00","00","00","00","00","00","00","00","00","00","00","00","00","00","00","00","00","00","00","00","00","00","00","00","00","00","00","00","00","00","00","00","00","00","00","00","00","00","00","00","00"]

{"sheet":"SETUP","index":3,"n_rows":11,"n_cols":6,"rows_kept":11,"cut":false,"hidden":false,"merged":[]}
[]
[]
["KILDE",null,"FEJLKODER (PF-ARK)"]
[null,null,"00",null,null,"Der skal ikke angives en min/max, og der er korrekt ingen angivet"]
["Prishåndbogen",null,"01",1,null,"Der skal ikke angives en min/max, men der er angivet en værdi"]
["Polka",null,"10",1,null,"TG'en er vurderet påvirket af RB'en, og min/max er angivet korrekt"]
["Molio",null,"11",null,null,"TG'en er vurderet påvirket af RB'en, men ingen min/max-værdi er angivet"]
["Erfaringstal",null,"12",1,null,"TG'en er vurderet påvirket af RB - alle min/max i TG er angivet til 1,0"]
[null,null,"20",1,null,"TG'en er vurderet upåvirket af RB'en, min/max er angivet korrekt"]
[null,null,"21",null,null,"TG'en er vurderet upåvirket af RB'en, men ingen min/max-værdi er angivet"]
[null,null,"22",0.95,null,"TG'en er vurderet upåvirket af RB'en, men der er angivet en forkert min/max (<>1,0)"]

{"sheet":"Sheet1","index":4,"n_rows":20,"n_cols":10,"rows_kept":20,"cut":false,"hidden":true,"merged":[]}
[]
[]
[]
[]
[null,null,"tPFmatrice"]
[null,null,null,"HF(1 to 3) as tHFmatrix"]
[null,null,null,"RBs() as string"]
[]
[null,null,null,null,"tHFmatrix"]
[null,null,null,null,null,"Hfnavn as string"]
[null,null,null,null,null,"Tgrække() as tTGrække"]
[]
[null,null,null,null,null,null,"tTGrække"]
[null,null,null,null,null,null,null,"RB() as tFaktorGrp"]
[null,null,null,null,null,null,null,"Tgnavn as string"]
[]
[null,null,null,null,null,null,null,null,"tFaktorGrp"]
[null,null,null,null,null,null,null,null,null,"FaktorIndex() as string"]
[null,null,null,null,null,null,null,null,null,"Rbnavn as string"]
[null,null,null,null,null,null,null,null,null,"Tgnavn as string"]

{"sheet":"FAQ_TL","index":5,"n_rows":31,"n_cols":12,"rows_kept":31,"cut":false,"hidden":true,"merged":[]}
["Vejledning til Teknologi-ark"]
[]
[null,"Teknologier og Teknologi-grupper"]
[null,"Teknologier knyttes til en hovedfunktion (HF)og inddeles i teknologi-grupper (TG) "]
[null,"TG'erne opstilles i en rækkefølge, som er fornuftig (der kan evt. tildeles en sorterings-kode, som gør, at der kan sorteres uden at anvende gruppens navn til dette)"]
[null,"Hver teknologi tilskrives en levetid (år) og et teknologi-niveau (STD/BAT/STOA)."]
[null,"Alle teknologier i en TG kan prismæssigt skaleres ens."]
[null,"Hvis der er teknologier i en gruppe, som IKKE kan skaleres som resten, skal der oprettes en ny TG"]
[]
[null,"Prissætning"]
[null,"Alle teknologier tildeles basispriser for anlæg (kr),  drift (kr/år) og vedligehold (kr/år), samt enheden for prisen (f.eks. lbm, stk, o.l.)"]
[null,"De faktiske anlægs- og drifts-priser for en teknologi påvirkes af faktorer, som fastsættes på teknologigruppeniveau. Vedligeholdsprisen påvirkes af samme faktor som anlægsprisen."]
[null,"Kilden til de angivne basis- og driftspriser angives (f.eks. prishåndbog, erfaringspris, e.l.)"]
[null,"Afskrivning beregnes automatisk og angives i output (kr/år) og skal ikke angives (Afskrivningspris = Faktisk anlægspris / Levetid)"]
[]
[null,"Min- og maks-anvendelse"]
[null,"Min- og maks-anvendelse knytter sig til den enkelte teknologi, og er en mulighed for at kunne fravælge en teknologi, som ikke giver mening at anvende pga. en RB."]
[null,"Min- og maks anvendes derfor IKKE til at skalere priser, men udelukkende til at fra-vælge specifikke teknologier ved specifikke RB'er."]
[null,"Min- og maks-intervaller knytter sig til de mulige valg, som for en RB er defineret i RB-arket."]
[null,"Min/max sættes kun, hvis det ønskes at fravælge en teknologi ved bestemte RB'er."]
[null,"Der SKAL vælges BÅDE en min- eller max-værdi - hvis ikke bliver den enlige værdi rød"]
[null,"Min-værdi skal stå højere (eller på samme niveau) som max-værdi  - ellers bliver værdierne røde"]
[null,"Hvis der er angivet en værdi for en min/max, som ikke findes på listen, bliver værdien rød"]
[null,"Hvis en/flere af teknologierne indenfor en RB har fejl i min/max, bliver RB-headeren farvet rød"]
[]
[null,null,"Her bliver værdien rød, fordi der ikke er angivet en max-værdi:",null,null,null,null,null,null,null,null,"Her bliver værdien rød, fordi den ikke findes på listen: "]
[]
[]
[]
[]
[null,null,"Her bliver værdierne røde, fordi min-værdien står længere nede på listen end max-værdien:"]

{"sheet":"LHT-noter","index":6,"n_rows":22,"n_cols":3,"rows_kept":22,"cut":false,"hidden":true,"merged":[]}
[]
[]
[]
["Finn lægger op til at en teknologisk basispris udregnes på baggrund af bl.a. \"makstime\"! \nDenne metode dur ikke, da MAKSTIME er en rammebetingelse - med sine valgmuligheder (0 - 30, 30 - 60, 60 - 90 m3/time) med hver sine faktorer."]
[]
[]
[]
[]
[]
[]
[]
["Hver teknologi tilknyttes en teknologi-gruppe, som igen tilknyttes en hovedfunktion"]
["Hver teknologi tildeles en basis-pris, som udgør en \"typisk\" anlægs-pris for teknologien.\n     Er det f.eks. et filter, kan basisprisen derfor være prisen ved/omkring en minimums-indvinding (30m3/t),\n     mens prisen for en større indvinding reguleres vha. faktorerne vedr. TIMEMAKS og/eller DØGNMAKS"]
["Prisen for en teknologi fastsættes ved valg af forhold (parametre) vedrørende defienrede rammebetingelser. \n     Parametrene tilknyttes hver især en faktor, som anvendes til at påvirke teknologiens pris (ud fra basisprisen)."]
["Hver teknologi tilknyttes et teknologi-niveau (STD/BAT/STOA), som ikke påvirker prisen, men kun er en egenskab for teknologien"]
[]
["For hver rammebetingelse opstilles 1-10 (måske kun 5) forskellige valg (tilknyttet hver sin faktor) for hver teknologi-gruppe. \n     Valgene vil igennem deres tilknyttede faktor påvirke teknologiens anlægspris ved det givne (valgte) forhold vedr. rammebetingelsen.\n     Hvis det vurderes, at en teknologi-gruppe ikke påvirkes af en bestemt rammebetingelse, angives der kun 1 valgmulighed (Uden Betydning), som tildeles en faktor=1\n     Hvis det vurderes, at rammebetingelsen har indflydelse på prisen for teknologien, defineres der et antal mulige valg - hver med sin faktor. \n     Der angives altid valget \"Uden Betydning\" med faktor=1, således at det kan vælges at holde rammebetingelsen udenfor indflydelse."]
[]
[]
["Det foreslås at levere data som indikeret i OUTPUT-ark"]
["At levere den fulde matrice af alle valg indenfor alle rammebetingelser for alle teknologier vil ikke være en mulighed.\n     Med 15 rammebetingelser, hver med 5 valg (parametre) vil give output på 5^15 = flere end 30 mia linier pr teknologi"]
[null,null,{"$f":"5^15","v":30517578125}]

{"sheet":"OUTPUT-OLD","index":7,"n_rows":27,"n_cols":10,"rows_kept":27,"cut":false,"hidden":true,"merged":[]}
["Hovedfunktion","Teknologi-gruppe","Teknologi","TekNiveau","RB_Nr","RB_tekst","RB_valg","ANL_pris","DRI_pris","VLH_pris"]
["Kildeplads","Pumpe","SP4","STD",1,"Årlig produktion","Uden Betydning",20000,5000,2000]
["Kildeplads","Pumpe","SP4","STD",1,"Årlig produktion","0 - 10",20000,5000,2000]
["Kildeplads","Pumpe","SP4","STD",1,"Årlig produktion","10 - 25",{"$f":"20000*1.1","v":22000},5000,2000]
["Kildeplads","Pumpe","SP4","STD",1,"Årlig produktion","25 - 50",{"$f":"20000*1.2","v":24000},{"$f":"5000*1.1","v":5500},{"$f":"2000*1.1","v":2200}]
["Kildeplads","Pumpe","SP4","STD",1,"Årlig produktion","50 - 250",{"$f":"20000*1.3","v":26000},{"$f":"5000*1.2","v":6000},{"$f":"2000*1.2","v":2400}]
["Kildeplads","Pumpe","SP4","STD",1,"Årlig produktion","250 - 1000",{"$f":"20000*1.4","v":28000},{"$f":"5000*1.2","v":6000},{"$f":"2000*1.2","v":2400}]
["Kildeplads","Pumpe","SP4","STD",1,"Årlig produktion",">1000",{"$f":"20000*1.6","v":32000},{"$f":"5000*1.3","v":6500},2400]
["Kildeplads","Pumpe","SP4","STD",2,"Maksdøgn","Uden Betydning"]
["Kildeplads","Pumpe","SP4","STD",2,"Maksdøgn","valg 1"]
["Kildeplads","Pumpe","SP4","STD",2,"Maksdøgn","valg 2"]
["Kildeplads","Pumpe","SP4","STD",2,"Maksdøgn","valg 2"]
["Kildeplads","Pumpe","SP4","STD",3,"Makstime","Uden Betydning"]
["Kildeplads","Pumpe","SP4","STD",3,"Makstime","valg 1"]
["Kildeplads","Pumpe","SP4","STD",3,"Makstime","valg 2"]
["Kildeplads","Pumpe","SP4","STD",3,"Makstime","valg 3"]
["Kildeplads","Pumpe","SP4","STD",3,"Makstime","valg 4"]
[null,"- - - "]
["Kildeplads","Pumpe","SP10","STOA"]
[]
[]
[]
[]
[]
[]
[]
[null,null,null,null,null,null,{"$f":"1100000/5^5","v":352},{"$f":"18*5^5","v":56250}]

{"sheet":"OUTPUT","index":8,"n_rows":74,"n_cols":22,"rows_kept":74,"cut":false,"hidden":true,"merged":[]}
[1,2,3,4,5,6,7,8,9,10,11,12,13,14,15,16,17,18]
["Hovedfunktion","Teknologi-gruppe","Teknologi","TekNiveau","Levetid","BASIS_pris","KILDE_anlæg","Kilde_levTid","ANLÆG_pris","REL","BEMÆRK","AFSKR_pris","Driftspris","VLH_pris","Enhed","RB1_Makstime (m3)","RB2_Geografisk placering","RB3_Lokalitet (land/by)",null,"RB1","RB2","RB3"]
["Kildeplads","Boringsudførelse","Tørboring_Ø250mm_0-30m","STD",null,1257,null,null,{"$f":"IFERROR(T3*U3*V3*F3,\"IR\")","v":"IR"},null,null,null,null,null,"lbm","0 - 25","København","Land",null,1,{"$f":"VLOOKUP(Q3,PrisFaktorer!$G$11:$H$14,2,FALSE)","v":{"$error":"#N/A"}},"IR"]
["Kildeplads","Boringsudførelse","Tørboring_Ø250mm_0-30m","STD",null,1257,null,null,{"$f":"IFERROR(T4*U4*V4*F4,\"IR\")","v":"IR"},null,null,null,null,null,"lbm","0 - 25","København","By",null,1,{"$f":"VLOOKUP(Q4,PrisFaktorer!$G$11:$H$14,2,FALSE)","v":{"$error":"#N/A"}},1.2]
["Kildeplads","Boringsudførelse","Tørboring_Ø250mm_0-30m","STD",null,1257,null,null,"IR",null,null,null,null,null,"lbm","0 - 25","København","Centrum",null,1,{"$f":"VLOOKUP(Q5,PrisFaktorer!$G$11:$H$14,2,FALSE)","v":{"$error":"#N/A"}},1.5]
["Kildeplads","Boringsudførelse","Tørboring_Ø250mm_0-30m","STD",null,1257,null,null,"IR",null,null,null,null,null,"lbm","0 - 25","Sjælland","Land",null,1,{"$f":"VLOOKUP(Q6,PrisFaktorer!$G$11:$H$14,2,FALSE)","v":{"$error":"#N/A"}},1]
["Kildeplads","Boringsudførelse","Tørboring_Ø250mm_0-30m","STD",null,1257,null,null,"IR",null,null,null,null,null,"lbm","0 - 25","Sjælland","By",null,1,{"$f":"VLOOKUP(Q7,PrisFaktorer!$G$11:$H$14,2,FALSE)","v":{"$error":"#N/A"}},1.2]
["Kildeplads","Boringsudførelse","Tørboring_Ø250mm_0-30m","STD",null,1257,null,null,"IR",null,null,null,null,null,"lbm","0 - 25","Sjælland","Centrum",null,1,{"$f":"VLOOKUP(Q8,PrisFaktorer!$G$11:$H$14,2,FALSE)","v":{"$error":"#N/A"}},1.5]
["Kildeplads","Boringsudførelse","Tørboring_Ø250mm_0-30m","STD",null,1257,null,null,"IR",null,null,null,null,null,"lbm","0 - 25","Øerne","Land",null,1,{"$f":"VLOOKUP(Q9,PrisFaktorer!$G$11:$H$14,2,FALSE)","v":{"$error":"#N/A"}},1]
["Kildeplads","Boringsudførelse","Tørboring_Ø250mm_0-30m","STD",null,1257,null,null,"IR",null,null,null,null,null,"lbm","0 - 25","Øerne","By",null,1,{"$f":"VLOOKUP(Q10,PrisFaktorer!$G$11:$H$14,2,FALSE)","v":{"$error":"#N/A"}},1.2]
["Kildeplads","Boringsudførelse","Tørboring_Ø250mm_0-30m","STD",null,1257,null,null,"IR",null,null,null,null,null,"lbm","0 - 25","Øerne","Centrum",null,1,{"$f":"VLOOKUP(Q11,PrisFaktorer!$G$11:$H$14,2,FALSE)","v":{"$error":"#N/A"}},1.5]
["Kildeplads","Boringsudførelse","Tørboring_Ø250mm_0-30m","STD",null,1257,null,null,"IR",null,null,null,null,null,"lbm","0 - 25","Jylland","Land",null,1,{"$f":"VLOOKUP(Q12,PrisFaktorer!$G$11:$H$14,2,FALSE)","v":{"$error":"#N/A"}},1]
["Kildeplads","Boringsudførelse","Tørboring_Ø250mm_0-30m","STD",null,1257,null,null,"IR",null,null,null,null,null,"lbm","0 - 25","Jylland","By",null,1,{"$f":"VLOOKUP(Q13,PrisFaktorer!$G$11:$H$14,2,FALSE)","v":{"$error":"#N/A"}},1.2]
["Kildeplads","Boringsudførelse","Tørboring_Ø250mm_0-30m","STD",null,1257,null,null,"IR",null,null,null,null,null,"lbm","0 - 25","Jylland","Centrum",null,1,{"$f":"VLOOKUP(Q14,PrisFaktorer!$G$11:$H$14,2,FALSE)","v":{"$error":"#N/A"}},1.5]
["Kildeplads","Boringsudførelse","Tørboring_Ø250mm_0-30m","STD",null,1257,null,null,"IR",null,null,null,null,null,"lbm","25 - 50","København","Land",null,"IR",{"$f":"VLOOKUP(Q15,PrisFaktorer!$G$11:$H$14,2,FALSE)","v":{"$error":"#N/A"}},"IR"]
["Kildeplads","Boringsudførelse","Tørboring_Ø250mm_0-30m","STD",null,1257,null,null,"IR",null,null,null,null,null,"lbm","25 - 50","København","By",null,"IR",{"$f":"VLOOKUP(Q16,PrisFaktorer!$G$11:$H$14,2,FALSE)","v":{"$error":"#N/A"}},1.2]
["Kildeplads","Boringsudførelse","Tørboring_Ø250mm_0-30m","STD",null,1257,null,null,"IR",null,null,null,null,null,"lbm","25 - 50","København","Centrum",null,"IR",{"$f":"VLOOKUP(Q17,PrisFaktorer!$G$11:$H$14,2,FALSE)","v":{"$error":"#N/A"}},1.5]
["Kildeplads","Boringsudførelse","Tørboring_Ø250mm_0-30m","STD",null,1257,null,null,"IR",null,null,null,null,null,"lbm","25 - 50","Sjælland","Land",null,"IR",{"$f":"VLOOKUP(Q18,PrisFaktorer!$G$11:$H$14,2,FALSE)","v":{"$error":"#N/A"}},1]
["Kildeplads","Boringsudførelse","Tørboring_Ø250mm_0-30m","STD",null,1257,null,null,"IR",null,null,null,null,null,"lbm","25 - 50","Sjælland","By",null,"IR",{"$f":"VLOOKUP(Q19,PrisFaktorer!$G$11:$H$14,2,FALSE)","v":{"$error":"#N/A"}},1.2]
["Kildeplads","Boringsudførelse","Tørboring_Ø250mm_0-30m","STD",null,1257,null,null,"IR",null,null,null,null,null,"lbm","25 - 50","Sjælland","Centrum",null,"IR",{"$f":"VLOOKUP(Q20,PrisFaktorer!$G$11:$H$14,2,FALSE)","v":{"$error":"#N/A"}},1.5]
["Kildeplads","Boringsudførelse","Tørboring_Ø250mm_0-30m","STD",null,1257,null,null,"IR",null,null,null,null,null,"lbm","25 - 50","Øerne","Land",null,"IR",{"$f":"VLOOKUP(Q21,PrisFaktorer!$G$11:$H$14,2,FALSE)","v":{"$error":"#N/A"}},1]
["Kildeplads","Boringsudførelse","Tørboring_Ø250mm_0-30m","STD",null,1257,null,null,"IR",null,null,null,null,null,"lbm","25 - 50","Øerne","By",null,"IR",{"$f":"VLOOKUP(Q22,PrisFaktorer!$G$11:$H$14,2,FALSE)","v":{"$error":"#N/A"}},1.2]
["Kildeplads","Boringsudførelse","Tørboring_Ø250mm_0-30m","STD",null,1257,null,null,"IR",null,null,null,null,null,"lbm","25 - 50","Øerne","Centrum",null,"IR",{"$f":"VLOOKUP(Q23,PrisFaktorer!$G$11:$H$14,2,FALSE)","v":{"$error":"#N/A"}},1.5]
["Kildeplads","Boringsudførelse","Tørboring_Ø250mm_0-30m","STD",null,1257,null,null,"IR",null,null,null,null,null,"lbm","25 - 50","Jylland","Land",null,"IR",{"$f":"VLOOKUP(Q24,PrisFaktorer!$G$11:$H$14,2,FALSE)","v":{"$error":"#N/A"}},1]
["Kildeplads","Boringsudførelse","Tørboring_Ø250mm_0-30m","STD",null,1257,null,null,"IR",null,null,null,null,null,"lbm","25 - 50","Jylland","By",null,"IR",{"$f":"VLOOKUP(Q25,PrisFaktorer!$G$11:$H$14,2,FALSE)","v":{"$error":"#N/A"}},1.2]
["Kildeplads","Boringsudførelse","Tørboring_Ø250mm_0-30m","STD",null,1257,null,null,"IR",null,null,null,null,null,"lbm","25 - 50","Jylland","Centrum",null,"IR",{"$f":"VLOOKUP(Q26,PrisFaktorer!$G$11:$H$14,2,FALSE)","v":{"$error":"#N/A"}},1.5]
["Kildeplads","Boringsudførelse","Tørboring_Ø250mm_0-30m","STD",null,1257,null,null,"IR",null,null,null,null,null,"lbm","> 50","København","Land",null,"IR",{"$f":"VLOOKUP(Q27,PrisFaktorer!$G$11:$H$14,2,FALSE)","v":{"$error":"#N/A"}},"IR"]
["Kildeplads","Boringsudførelse","Tørboring_Ø250mm_0-30m","STD",null,1257,null,null,"IR",null,null,null,null,null,"lbm","> 50","København","By",null,"IR",{"$f":"VLOOKUP(Q28,PrisFaktorer!$G$11:$H$14,2,FALSE)","v":{"$error":"#N/A"}},1.2]
["Kildeplads","Boringsudførelse","Tørboring_Ø250mm_0-30m","STD",null,1257,null,null,"IR",null,null,null,null,null,"lbm","> 50","København","Centrum",null,"IR",{"$f":"VLOOKUP(Q29,PrisFaktorer!$G$11:$H$14,2,FALSE)","v":{"$error":"#N/A"}},1.5]
["Kildeplads","Boringsudførelse","Tørboring_Ø250mm_0-30m","STD",null,1257,null,null,"IR",null,null,null,null,null,"lbm","> 50","Sjælland","Land",null,"IR",{"$f":"VLOOKUP(Q30,PrisFaktorer!$G$11:$H$14,2,FALSE)","v":{"$error":"#N/A"}},1]
["Kildeplads","Boringsudførelse","Tørboring_Ø250mm_0-30m","STD",null,1257,null,null,"IR",null,null,null,null,null,"lbm","> 50","Sjælland","By",null,"IR",{"$f":"VLOOKUP(Q31,PrisFaktorer!$G$11:$H$14,2,FALSE)","v":{"$error":"#N/A"}},1.2]
["Kildeplads","Boringsudførelse","Tørboring_Ø250mm_0-30m","STD",null,1257,null,null,"IR",null,null,null,null,null,"lbm","> 50","Sjælland","Centrum",null,"IR",{"$f":"VLOOKUP(Q32,PrisFaktorer!$G$11:$H$14,2,FALSE)","v":{"$error":"#N/A"}},1.5]
["Kildeplads","Boringsudførelse","Tørboring_Ø250mm_0-30m","STD",null,1257,null,null,"IR",null,null,null,null,null,"lbm","> 50","Øerne","Land",null,"IR",{"$f":"VLOOKUP(Q33,PrisFaktorer!$G$11:$H$14,2,FALSE)","v":{"$error":"#N/A"}},1]
["Kildeplads","Boringsudførelse","Tørboring_Ø250mm_0-30m","STD",null,1257,null,null,"IR",null,null,null,null,null,"lbm","> 50","Øerne","By",null,"IR",{"$f":"VLOOKUP(Q34,PrisFaktorer!$G$11:$H$14,2,FALSE)","v":{"$error":"#N/A"}},1.2]
["Kildeplads","Boringsudførelse","Tørboring_Ø250mm_0-30m","STD",null,1257,null,null,"IR",null,null,null,null,null,"lbm","> 50","Øerne","Centrum",null,"IR",{"$f":"VLOOKUP(Q35,PrisFaktorer!$G$11:$H$14,2,FALSE)","v":{"$error":"#N/A"}},1.5]
["Kildeplads","Boringsudførelse","Tørboring_Ø250mm_0-30m","STD",null,1257,null,null,"IR",null,null,null,null,null,"lbm","> 50","Jylland","Land",null,"IR",{"$f":"VLOOKUP(Q36,PrisFaktorer!$G$11:$H$14,2,FALSE)","v":{"$error":"#N/A"}},1]
["Kildeplads","Boringsudførelse","Tørboring_Ø250mm_0-30m","STD",null,1257,null,null,"IR",null,null,null,null,null,"lbm","> 50","Jylland","By",null,"IR",{"$f":"VLOOKUP(Q37,PrisFaktorer!$G$11:$H$14,2,FALSE)","v":{"$error":"#N/A"}},1.2]
["Kildeplads","Boringsudførelse","Tørboring_Ø250mm_0-30m","STD",null,1257,null,null,"IR",null,null,null,null,null,"lbm","> 50","Jylland","Centrum",null,"IR",{"$f":"VLOOKUP(Q38,PrisFaktorer!$G$11:$H$14,2,FALSE)","v":{"$error":"#N/A"}},1.5]
["Kildeplads","Pumpe","60 m3/t","STD",null,85000,null,null,"IR",null,null,null,null,null,"stk","0 - 25","København","Land",null,"IR",1,"IR"]
["Kildeplads","Pumpe","60 m3/t","STD",null,85000,null,null,"IR",null,null,null,null,null,"stk","0 - 25","København","By",null,"IR",1,1]
["Kildeplads","Pumpe","60 m3/t","STD",null,85000,null,null,"IR",null,null,null,null,null,"stk","0 - 25","København","Centrum",null,"IR",1,1]
["Kildeplads","Pumpe","60 m3/t","STD",null,85000,null,null,"IR",null,null,null,null,null,"stk","0 - 25","Sjælland","Land",null,"IR",1,1]
["Kildeplads","Pumpe","60 m3/t","STD",null,85000,null,null,"IR",null,null,null,null,null,"stk","0 - 25","Sjælland","By",null,"IR",1,1]
["Kildeplads","Pumpe","60 m3/t","STD",null,85000,null,null,"IR",null,null,null,null,null,"stk","0 - 25","Sjælland","Centrum",null,"IR",1,1]
["Kildeplads","Pumpe","60 m3/t","STD",null,85000,null,null,"IR",null,null,null,null,null,"stk","0 - 25","Øerne","Land",null,"IR",1,1]
["Kildeplads","Pumpe","60 m3/t","STD",null,85000,null,null,"IR",null,null,null,null,null,"stk","0 - 25","Øerne","By",null,"IR",1,1]
["Kildeplads","Pumpe","60 m3/t","STD",null,85000,null,null,"IR",null,null,null,null,null,"stk","0 - 25","Øerne","Centrum",null,"IR",1,1]
["Kildeplads","Pumpe","60 m3/t","STD",null,85000,null,null,"IR",null,null,null,null,null,"stk","0 - 25","Jylland","Land",null,"IR",1,1]
["Kildeplads","Pumpe","60 m3/t","STD",null,85000,null,null,"IR",null,null,null,null,null,"stk","0 - 25","Jylland","By",null,"IR",1,1]
["Kildeplads","Pumpe","60 m3/t","STD",null,85000,null,null,"IR",null,null,null,null,null,"stk","0 - 25","Jylland","Centrum",null,"IR",1,1]
["Kildeplads","Pumpe","60 m3/t","STD",null,85000,null,null,"IR",null,null,null,null,null,"stk","25 - 50","København","Land",null,1,1,"IR"]
["Kildeplads","Pumpe","60 m3/t","STD",null,85000,null,null,85000,null,null,null,null,null,"stk","25 - 50","København","By",null,1,1,1]
["Kildeplads","Pumpe","60 m3/t","STD",null,85000,null,null,85000,null,null,null,null,null,"stk","25 - 50","København","Centrum",null,1,1,1]
["Kildeplads","Pumpe","60 m3/t","STD",null,85000,null,null,85000,null,null,null,null,null,"stk","25 - 50","Sjælland","Land",null,1,1,1]
["Kildeplads","Pumpe","60 m3/t","STD",null,85000,null,null,85000,null,null,null,null,null,"stk","25 - 50","Sjælland","By",null,1,1,1]
["Kildeplads","Pumpe","60 m3/t","STD",null,85000,null,null,85000,null,null,null,null,null,"stk","25 - 50","Sjælland","Centrum",null,1,1,1]
["Kildeplads","Pumpe","60 m3/t","STD",null,85000,null,null,85000,null,null,null,null,null,"stk","25 - 50","Øerne","Land",null,1,1,1]
["Kildeplads","Pumpe","60 m3/t","STD",null,85000,null,null,85000,null,null,null,null,null,"stk","25 - 50","Øerne","By",null,1,1,1]
["Kildeplads","Pumpe","60 m3/t","STD",null,85000,null,null,85000,null,null,null,null,null,"stk","25 - 50","Øerne","Centrum",null,1,1,1]
["Kildeplads","Pumpe","60 m3/t","STD",null,85000,null,null,85000,null,null,null,null,null,"stk","25 - 50","Jylland","Land",null,1,1,1]
["Kildeplads","Pumpe","60 m3/t","STD",null,85000,null,null,85000,null,null,null,null,null,"stk","25 - 50","Jylland","By",null,1,1,1]
["Kildeplads","Pumpe","60 m3/t","STD",null,85000,null,null,85000,null,null,null,null,null,"stk","25 - 50","Jylland","Centrum",null,1,1,1]
["Kildeplads","Pumpe","60 m3/t","STD",null,85000,null,null,"IR",null,null,null,null,null,"stk","> 50","København","Land",null,1,1,"IR"]
["Kildeplads","Pumpe","60 m3/t","STD",null,85000,null,null,85000,null,null,null,null,null,"stk","> 50","København","By",null,1,1,1]
["Kildeplads","Pumpe","60 m3/t","STD",null,85000,null,null,85000,null,null,null,null,null,"stk","> 50","København","Centrum",null,1,1,1]
["Kildeplads","Pumpe","60 m3/t","STD",null,85000,null,null,85000,null,null,null,null,null,"stk","> 50","Sjælland","Land",null,1,1,1]
["Kildeplads","Pumpe","60 m3/t","STD",null,85000,null,null,85000,null,null,null,null,null,"stk","> 50","Sjælland","By",null,1,1,1]
["Kildeplads","Pumpe","60 m3/t","STD",null,85000,null,null,{"$f":"IFERROR(T68*U68*V68*F68,\"IR\")","v":85000},null,null,null,null,null,"stk","> 50","Sjælland","Centrum",null,1,1,1]
["Kildeplads","Pumpe","60 m3/t","STD",null,85000,null,null,85000,null,null,null,null,null,"stk","> 50","Øerne","Land",null,1,1,1]
["Kildeplads","Pumpe","60 m3/t","STD",null,85000,null,null,85000,null,null,null,null,null,"stk","> 50","Øerne","By",null,1,1,1]
["Kildeplads","Pumpe","60 m3/t","STD",null,85000,null,null,85000,null,null,null,null,null,"stk","> 50","Øerne","Centrum",null,1,1,1]
["Kildeplads","Pumpe","60 m3/t","STD",null,85000,null,null,85000,null,null,null,null,null,"stk","> 50","Jylland","Land",null,1,1,1]
["Kildeplads","Pumpe","60 m3/t","STD",null,85000,null,null,85000,null,null,null,null,null,"stk","> 50","Jylland","By",null,1,1,1]
["Kildeplads","Pumpe","60 m3/t","STD",null,85000,null,null,85000,null,null,null,null,null,"stk","> 50","Jylland","Centrum",null,1,1,1]